## Sales_Codes_CPRO
Category No | Category Description | Manufacturer | Medical Device | EU Authorised Rep. | EU Competent Authority | UK Authorised Rep. | UK Competent Authority | Applicable Legislation | Device Classification | UDI Issuing Entity | Device Basic UDI-DI | Medical Device Nomenclature | Medical Device Nomenclature Code | Medical Device Nomenclature Code Description | Product Code | Product Description | Barcode (UDI) | Alt. Code | Size | Side | Bar Length | Left Clip Angle | Right Clip Angle | Foot Length (min) | Foot Length (max) | Leg Length (Pmin) | Primary Unit of Measure | Packaging Unit | Packing UoM QTY | Length (cm) | Width (cm) | Height (cm) | Volume (L*W*H) - Cubic cm | Weight (Kg) | Type | Connector Type | Colour | STJ | TTJ | STD / NS | STANDARD STJ | SOFT STJ | STRONG STJ | STANDARD TTJ | SOFT TTJ | STRONG TTJ | CLIP RANGE | CountryOfManufacture / Country of Origin | HarmonizedCode / Commodity code / HS Code | UK List 2023 (GBP)
5 | Black Robin Design Socks | C-Pro Direct Ltd | YES | C-Pro Direct Ireland | HPRA | C-Pro Direct Ltd | MHRA | MDD / MDR | Class 1 | GS1 | 506059152ADMNA35 | GMDN | 36206 | Ankle/Foot Orthosis | 0000-00DLSB3 | Bamboo Double Layered Socks 0000-00 (3 pairs) | 5060591519546 | TBD 00000001 | 0000-00 | NA | NA | NA | NA | 67 | 80 | NA | EACH | EACH | 1 | 17 | 7.5 | 3.5 | 447 | 0.1 | DOUBLE LAYERED | NA | NA | NA | NA | NA | NA | NA | NA | NA | NA | NA | NA | TR | 9021109000 | 17
5 | Black Robin Design Socks | C-Pro Direct Ltd | YES | C-Pro Direct Ireland | HPRA | C-Pro Direct Ltd | MHRA | MDD / MDR | Class 1 | GS1 | 506059152ADMNA35 | GMDN | 36206 | Ankle/Foot Orthosis | 0000-00SLSB3 | Bamboo Single Layered Socks size 0000-00 (3 pairs) | 5060591519553 | TBD 00000002 | 0000-00 | NA | NA | NA | NA | 67 | 80 | NA | EACH | EACH | 1 | 17.5 | 9 | 2 | 315 | 0.05 | SINGLE LAYERED | NA | NA | NA | NA | NA | NA | NA | NA | NA | NA | NA | NA | TR | 9021109000 | 12
5 | Black Robin Design Socks | C-Pro Direct Ltd | YES | C-Pro Direct Ireland | HPRA | C-Pro Direct Ltd | MHRA | MDD / MDR | Class 1 | GS1 | 506059152ADMNA35 | GMDN | 36206 | Ankle/Foot Orthosis | 0-1DLSB3 | Bamboo Double Layered Socks 0-1 (3 pairs) | 5060591519522 | TBD 00000003 | 0-1 | NA | NA | NA | NA | 81 | 92 | NA | EACH | EACH | 1 | 20 | 7.5 | 3.5 | 525 | 0.1 | DOUBLE LAYERED | NA | NA | NA | NA | NA | NA | NA | NA | NA | NA | NA | NA | TR | 9021109000 | 17
5 | Black Robin Design Socks | C-Pro Direct Ltd | YES | C-Pro Direct Ireland | HPRA | C-Pro Direct Ltd | MHRA | MDD / MDR | Class 1 | GS1 | 506059152ADMNA35 | GMDN | 36206 | Ankle/Foot Orthosis | 0-1SLSB3 | Bamboo Single Layered Socks size 0-1 (3 pairs) | 5060591519539 | TBD 00000004 | 0-1 | NA | NA | NA | NA | 81 | 92 | NA | EACH | EACH | 1 | 18 | 10 | 2 | 360 | 0.1 | SINGLE LAYERED | NA | NA | NA | NA | NA | NA | NA | NA | NA | NA | NA | NA | TR | 9021109000 | 12
5 | Black Robin Design Socks | C-Pro Direct Ltd | YES | C-Pro Direct Ireland | HPRA | C-Pro Direct Ltd | MHRA | MDD / MDR | Class 1 | GS1 | 506059152ADMNA35 | GMDN | 36206 | Ankle/Foot Orthosis | 10-12DLSB3 | Bamboo Double Layered Socks size 10-12 (3 pairs) | 5060591519560 | TBD 00000005 | 10-12 | NA | NA | NA | NA | 173 | 202 | NA | EACH | EACH | 1 | 32 | 11.5 | 3.5 | 1288 | 0.2 | DOUBLE LAYERED | NA | NA | NA | NA | NA | NA | NA | NA | NA | NA | NA | NA | TR | 9021109000 | 17
5 | Black Robin Design Socks | C-Pro Direct Ltd | YES | C-Pro Direct Ireland | HPRA | C-Pro Direct Ltd | MHRA | MDD / MDR | Class 1 | GS1 | 506059152ADMNA35 | GMDN | 36206 | Ankle/Foot Orthosis | 10-12SLSB3 | Bamboo Single Layered Socks size 10-12 (3 pairs) | 5060591519577 | TBD 00000006 | 10-12 | NA | NA | NA | NA | 173 | 202 | NA | EACH | EACH | 1 | 20 | 8 | 3.5 | 560 | 0.15 | SINGLE LAYERED | NA | NA | NA | NA | NA | NA | NA | NA | NA | NA | NA | NA | TR | 9021109000 | 12
5 | Black Robin Design Socks | C-Pro Direct Ltd | YES | C-Pro Direct Ireland | HPRA | C-Pro Direct Ltd | MHRA | MDD / MDR | Class 1 | GS1 | 506059152ADMNA35 | GMDN | 36206 | Ankle/Foot Orthosis | 2-3DLSB3 | Bamboo Double Layered Socks size 2-3 (3 pairs) | 5060591519584 | TBD 00000007 | 2-3 | NA | NA | NA | NA | 93 | 112 | NA | EACH | EACH | 1 | 23.5 | 9 | 3.5 | 741 | 0.1 | DOUBLE LAYERED | NA | NA | NA | NA | NA | NA | NA | NA | NA | NA | NA | NA | TR | 9021109000 | 17
5 | Black Robin Design Socks | C-Pro Direct Ltd | YES | C-Pro Direct Ireland | HPRA | C-Pro Direct Ltd | MHRA | MDD / MDR | Class 1 | GS1 | 506059152ADMNA35 | GMDN | 36206 | Ankle/Foot Orthosis | 2-3SLSB3 | Bamboo Single Layered Socks size 2-3 (3 pairs) | 5060591519591 | TBD 00000008 | 2-3 | NA | NA | NA | NA | 93 | 112 | NA | EACH | EACH | 1 | 21 | 10 | 2 | 420 | 0.1 | SINGLE LAYERED | NA | NA | NA | NA | NA | NA | NA | NA | NA | NA | NA | NA | TR | 9021109000 | 12
5 | Black Robin Design Socks | C-Pro Direct Ltd | YES | C-Pro Direct Ireland | HPRA | C-Pro Direct Ltd | MHRA | MDD / MDR | Class 1 | GS1 | 506059152ADMNA35 | GMDN | 36206 | Ankle/Foot Orthosis | 4-5DLSB3 | Bamboo Double Layered Socks size 4-5 (3 pairs) | 5060591519607 | TBD 00000009 | 4-5 | NA | NA | NA | NA | 113 | 132 | NA | EACH | EACH | 1 | 24 | 9.5 | 3.5 | 798 | 0.1 | DOUBLE LAYERED | NA | NA | NA | NA | NA | NA | NA | NA | NA | NA | NA | NA | TR | 9021109000 | 17
5 | Black Robin Design Socks | C-Pro Direct Ltd | YES | C-Pro Direct Ireland | HPRA | C-Pro Direct Ltd | MHRA | MDD / MDR | Class 1 | GS1 | 506059152ADMNA35 | GMDN | 36206 | Ankle/Foot Orthosis | 4-5SLSB3 | Bamboo Single Layered Socks size 4-5 (3 pairs) | 5060591519614 | TBD 00000010 | 4-5 | NA | NA | NA | NA | 113 | 132 | NA | EACH | EACH | 1 | 22 | 9.5 | 2 | 418 | 0.1 | SINGLE LAYERED | NA | NA | NA | NA | NA | NA | NA | NA | NA | NA | NA | NA | TR | 9021109000 | 12
5 | Black Robin Design Socks | C-Pro Direct Ltd | YES | C-Pro Direct Ireland | HPRA | C-Pro Direct Ltd | MHRA | MDD / MDR | Class 1 | GS1 | 506059152ADMNA35 | GMDN | 36206 | Ankle/Foot Orthosis | 6-7DLSB3 | Bamboo Double Layered Socks size 6-7 (3 pairs) | 5060591519621 | TBD 00000011 | 6-7 | NA | NA | NA | NA | 133 | 152 | NA | EACH | EACH | 1 | 26 | 10 | 3.5 | 910 | 0.1 | DOUBLE LAYERED | NA | NA | NA | NA | NA | NA | NA | NA | NA | NA | NA | NA | TR | 9021109000 | 17
5 | Black Robin Design Socks | C-Pro Direct Ltd | YES | C-Pro Direct Ireland | HPRA | C-Pro Direct Ltd | MHRA | MDD / MDR | Class 1 | GS1 | 506059152ADMNA35 | GMDN | 36206 | Ankle/Foot Orthosis | 6-7SLSB3 | Bamboo Single Layered Socks size 6-7 (3 pairs) | 5060591519638 | TBD 00000012 | 6-7 | NA | NA | NA | NA | 133 | 152 | NA | EACH | EACH | 1 | 20 | 8 | 3.5 | 560 | 0.1 | SINGLE LAYERED | NA | NA | NA | NA | NA | NA | NA | NA | NA | NA | NA | NA | TR | 9021109000 | 12
5 | Black Robin Design Socks | C-Pro Direct Ltd | YES | C-Pro Direct Ireland | HPRA | C-Pro Direct Ltd | MHRA | MDD / MDR | Class 1 | GS1 | 506059152ADMNA35 | GMDN | 36206 | Ankle/Foot Orthosis | 8-9DLSB3 | Bamboo Double Layered Socks size 8-9 (3 pairs) | 5060591519645 | TBD 00000013 | 8-9 | NA | NA | NA | NA | 153 | 172 | NA | EACH | EACH | 1 | 27 | 10 | 3.5 | 945 | 0.2 | DOUBLE LAYERED | NA | NA | NA | NA | NA | NA | NA | NA | NA | NA | NA | NA | TR | 9021109000 | 17
5 | Black Robin Design Socks | C-Pro Direct Ltd | YES | C-Pro Direct Ireland | HPRA | C-Pro Direct Ltd | MHRA | MDD / MDR | Class 1 | GS1 | 506059152ADMNA35 | GMDN | 36206 | Ankle/Foot Orthosis | 8-9SLSB3 | Bamboo Single Layered Socks size 8-9 (3 pairs) | 5060591519669 | TBD 00000014 | 8-9 | NA | NA | NA | NA | 153 | 172 | NA | EACH | EACH | 1 | 20 | 8 | 3.5 | 560 | 0.15 | SINGLE LAYERED | NA | NA | NA | NA | NA | NA | NA | NA | NA | NA | NA | NA | TR | 9021109000 | 12
11 | Dorsi Ramps | C-Pro Direct Ltd | YES | C-Pro Direct Ireland | HPRA | C-Pro Direct Ltd | MHRA | MDD / MDR | Class 1 | GS1 | 506059152DorsiRampCM | GMDN | 63490 | Paediatric Slant Board | DORSI | Dorsi Ramp | 5060591512578 | TBD 00000015 | NA | NA | NA | NA | NA | 0 | 220 | NA | EACH | EACH | 1 | 56 | 33 | 18 | 33264 | 4.6 | NA | NA | NA | NA | NA | NA | NA | NA | NA | NA | NA | NA | NA | CN | 9021109000 | 85
16 | ADM Footwear | C-Pro Direct Ltd | YES | C-Pro Direct Ireland | HPRA | C-Pro Direct Ltd | MHRA | MDD / MDR | Class 1 | GS1 | 506059152ADMNA35 | GMDN | 36206 | Ankle/Foot Orthosis | ADMFWA | Adapt Customer Supplied footwear for ADM | 5056293012584 | TBD 00000016 | CHILD | PAIR | NA | NA | NA | NA | NA | NA | EACH | EACH | 1 |  |  |  | 0 |  | ADAPTION ONLY | NA | NA | NA | NA | NA | NA | NA | NA | NA | NA | NA | NA | GB | 9021109000 | 88
16 | ADM Footwear | C-Pro Direct Ltd | YES | C-Pro Direct Ireland | HPRA | C-Pro Direct Ltd | MHRA | MDD / MDR | Class 1 | GS1 | 506059152ADMNA35 | GMDN | 36206 | Ankle/Foot Orthosis | ADMFWAXL | Adapt Adult Customer Supplied footwear for X-L ADM | 5056293014625 | TBD 00000017 | ADULT | PAIR | NA | NA | NA | NA | NA | NA | EACH | EACH | 1 |  |  |  | 0 |  | ADAPTION ONLY | NA | NA | NA | NA | NA | NA | NA | NA | NA | NA | NA | NA | GB | 9021109000 | 105
16 | ADM Footwear | C-Pro Direct Ltd | YES | C-Pro Direct Ireland | HPRA | C-Pro Direct Ltd | MHRA | MDD / MDR | Class 1 | GS1 | 506059152ADMNA35 | GMDN | 36206 | Ankle/Foot Orthosis | ADMLSC | Shoe Left Child with ADM Socket | 5056293006361 | TBD 00000018 | CHILD | LEFT | NA | NA | NA | NA | NA | NA | EACH | EACH | 1 | 30 | 10 | 11 | 3300 | 0.3 | FOR ADM | NA | NA | NA | NA | NA | NA | NA | NA | NA | NA | NA | NA | GB | 9021109000 | 65
16 | ADM Footwear | C-Pro Direct Ltd | YES | C-Pro Direct Ireland | HPRA | C-Pro Direct Ltd | MHRA | MDD / MDR | Class 1 | GS1 | 506059152ADMNA35 | GMDN | 36206 | Ankle/Foot Orthosis | ADMLSCU | Orthopaedic Left Shoe Child | 5056293006385 | TBD 00000019 | CHILD | LEFT | NA | NA | NA | NA | NA | NA | EACH | EACH | 1 | 30 | 10 | 11 | 3300 | 0.3 | NO ADM | NA | NA | NA | NA | NA | NA | NA | NA | NA | NA | NA | NA | GB | 9021109000 | 65
16 | ADM Footwear | C-Pro Direct Ltd | YES | C-Pro Direct Ireland | HPRA | C-Pro Direct Ltd | MHRA | MDD / MDR | Class 1 | GS1 | 506059152ADMNA35 | GMDN | 36206 | Ankle/Foot Orthosis | ADMLSUXL | Orthopaedic Left Shoe Adult | 5056293014601 | TBD 00000020 | ADULT | LEFT | NA | NA | NA | NA | NA | NA | EACH | EACH | 1 | 40 | 15 | 16 | 9600 | 0.6 | NO ADM | NA | NA | NA | NA | NA | NA | NA | NA | NA | NA | NA | NA | GB | 9021109000 | 92
16 | ADM Footwear | C-Pro Direct Ltd | YES | C-Pro Direct Ireland | HPRA | C-Pro Direct Ltd | MHRA | MDD / MDR | Class 1 | GS1 | 506059152ADMNA35 | GMDN | 36206 | Ankle/Foot Orthosis | ADMLSXL | Shoe Left Adult with ADM Socket | 5056293014588 | TBD 00000021 | ADULT | LEFT | NA | NA | NA | NA | NA | NA | EACH | EACH | 1 | 30 | 10 | 11 | 3300 | 0.3 | FOR ADM | NA | NA | NA | NA | NA | NA | NA | NA | NA | NA | NA | NA | GB | 9021109000 | 92
16 | ADM Footwear | C-Pro Direct Ltd | YES | C-Pro Direct Ireland | HPRA | C-Pro Direct Ltd | MHRA | MDD / MDR | Class 1 | GS1 | 506059152ADMNA35 | GMDN | 36206 | Ankle/Foot Orthosis | ADMRSC | Shoe Right Child with ADM Socket | 5056293006378 | TBD 00000022 | CHILD | RIGHT | NA | NA | NA | NA | NA | NA | EACH | EACH | 1 | 30 | 10 | 11 | 3300 | 0.3 | FOR ADM | NA | NA | NA | NA | NA | NA | NA | NA | NA | NA | NA | NA | GB | 9021109000 | 65
16 | ADM Footwear | C-Pro Direct Ltd | YES | C-Pro Direct Ireland | HPRA | C-Pro Direct Ltd | MHRA | MDD / MDR | Class 1 | GS1 | 506059152ADMNA35 | GMDN | 36206 | Ankle/Foot Orthosis | ADMRSCU | Orthopaedic Right Shoe Child | 5056293006392 | TBD 00000023 | CHILD | RIGHT | NA | NA | NA | NA | NA | NA | EACH | EACH | 1 | 30 | 10 | 11 | 3300 | 0.3 | NO ADM | NA | NA | NA | NA | NA | NA | NA | NA | NA | NA | NA | NA | GB | 9021109000 | 65
16 | ADM Footwear | C-Pro Direct Ltd | YES | C-Pro Direct Ireland | HPRA | C-Pro Direct Ltd | MHRA | MDD / MDR | Class 1 | GS1 | 506059152ADMNA35 | GMDN | 36206 | Ankle/Foot Orthosis | ADMRSUXL | Orthopaedic Right Shoe Adult | 5056293014618 | TBD 00000024 | ADULT | RIGHT | NA | NA | NA | NA | NA | NA | EACH | EACH | 1 | 40 | 15 | 16 | 9600 | 0.6 | NO ADM | NA | NA | NA | NA | NA | NA | NA | NA | NA | NA | NA | NA | GB | 9021109000 | 92
16 | ADM Footwear | C-Pro Direct Ltd | YES | C-Pro Direct Ireland | HPRA | C-Pro Direct Ltd | MHRA | MDD / MDR | Class 1 | GS1 | 506059152ADMNA35 | GMDN | 36206 | Ankle/Foot Orthosis | ADMRSXL | Shoe Right Adult with ADM Socket | 5056293014595 | TBD 00000025 | ADULT | RIGHT | NA | NA | NA | NA | NA | NA | EACH | EACH | 1 | 30 | 10 | 11 | 3300 | 0.3 | FOR ADM | NA | NA | NA | NA | NA | NA | NA | NA | NA | NA | NA | NA | GB | 9021109000 | 92
17 | Fitting Stock | C-Pro Direct Ltd | YES | C-Pro Direct Ireland | HPRA | C-Pro Direct Ltd | MHRA | MDD / MDR | Class 1 | GS1 | 506059152ADMNA35 | GMDN | 36206 | Ankle/Foot Orthosis | ADMTROLLEY | ADM Modular System Clinic Trolley | 5056293020497 | TBD 00000025a | NA | NA | NA | NA | NA | NA | NA | NA | EACH | EACH | 1 | 44 | 60 | 110 | 290400 | 6.5 | TROLLEY | NA | GREY | NA | NA | NA | NA | NA | NA | NA | NA | NA | NA | GB | 9021109000 | 200
17 | Fitting Stock | C-Pro Direct Ltd | YES | C-Pro Direct Ireland | HPRA | C-Pro Direct Ltd | MHRA | MDD / MDR | Class 1 | GS1 | 506059152ADMNA35 | GMDN | 36206 | Ankle/Foot Orthosis | AFOCONTV | AFO Storage Container (stacks on ADM Mod Sys Trolley) | 5056293020503 | TBD 00000025b | NA | NA | NA | NA | NA | NA | NA | NA | EACH | EACH | 1 | 39.6 | 29.6 | 42 | 49231 | 2.7 | CONTAINER | NA | GREY | NA | NA | NA | NA | NA | NA | NA | NA | NA | NA | GB | 9021109000 | 50
17 | Fitting Stock | C-Pro Direct Ltd | YES | C-Pro Direct Ireland | HPRA | C-Pro Direct Ltd | MHRA | MDD / MDR | Class 1 | GS1 | 506059152ADMNA35 | GMDN | 36206 | Ankle/Foot Orthosis | BCBL604530 | ADM Bars and Clips Box Large 60, 45, 30 DEG | 5056293016193 | TBD 00000029 | LARGE | NA | NA | NA | NA | NA | NA | NA | EACH | EACH | 1 | 40 | 30 | 8.5 | 10200 | 2.5 | BAR CLIP BOX | NA | NA | NA | NA | NA | NA | NA | NA | NA | NA | NA | 60,45,30 | GB | 9021109000 | 260
17 | Fitting Stock | C-Pro Direct Ltd | YES | C-Pro Direct Ireland | HPRA | C-Pro Direct Ltd | MHRA | MDD / MDR | Class 1 | GS1 | 506059152ADMNA35 | GMDN | 36206 | Ankle/Foot Orthosis | BCBL704530 | ADM Bars and Clips Box Large 70, 45, 30 DEG | 5056293016216 | TBD 00000030 | LARGE | NA | NA | NA | NA | NA | NA | NA | EACH | EACH | 1 | 40 | 30 | 8.5 | 10200 | 2.5 | BAR CLIP BOX | NA | NA | NA | NA | NA | NA | NA | NA | NA | NA | NA | 70,45,30 | GB | 9021109000 | 260
17 | Fitting Stock | C-Pro Direct Ltd | YES | C-Pro Direct Ireland | HPRA | C-Pro Direct Ltd | MHRA | MDD / MDR | Class 1 | GS1 | 506059152ADMNA35 | GMDN | 36206 | Ankle/Foot Orthosis | BCBL70604530 | ADM Bars and Clips Box Large 70, 60, 45, 30 DEG | 5056293016179 | TBD 00000031 | LARGE | NA | NA | NA | NA | NA | NA | NA | EACH | EACH | 1 | 40 | 30 | 8.5 | 10200 | 2.5 | BAR CLIP BOX | NA | NA | NA | NA | NA | NA | NA | NA | NA | NA | NA | 70,60,45,30 | GB | 9021109000 | 260
17 | Fitting Stock | C-Pro Direct Ltd | YES | C-Pro Direct Ireland | HPRA | C-Pro Direct Ltd | MHRA | MDD / MDR | Class 1 | GS1 | 506059152ADMNA35 | GMDN | 36206 | Ankle/Foot Orthosis | BCBS604530 | ADM Bars and Clips Box Small 60, 45, 30 DEG | 5056293016186 | TBD 00000032 | SMALL | NA | NA | NA | NA | NA | NA | NA | EACH | EACH | 1 | 40 | 30 | 8.5 | 10200 | 2.6 | BAR CLIP BOX | NA | NA | NA | NA | NA | NA | NA | NA | NA | NA | NA | 60,45,30 | GB | 9021109000 | 420
17 | Fitting Stock | C-Pro Direct Ltd | YES | C-Pro Direct Ireland | HPRA | C-Pro Direct Ltd | MHRA | MDD / MDR | Class 1 | GS1 | 506059152ADMNA35 | GMDN | 36206 | Ankle/Foot Orthosis | BCBS704530 | ADM Bars and Clips Box Small 70, 45, 30 DEG | 5056293016209 | TBD 00000033 | SMALL | NA | NA | NA | NA | NA | NA | NA | EACH | EACH | 1 | 40 | 30 | 8.5 | 10200 | 2.6 | BAR CLIP BOX | NA | NA | NA | NA | NA | NA | NA | NA | NA | NA | NA | 70,45,30 | GB | 9021109000 | 420
17 | Fitting Stock | C-Pro Direct Ltd | YES | C-Pro Direct Ireland | HPRA | C-Pro Direct Ltd | MHRA | MDD / MDR | Class 1 | GS1 | 506059152ADMNA35 | GMDN | 36206 | Ankle/Foot Orthosis | BCBS70604530 | ADM Bars and Clips Box Small 70, 60, 45, 30 DEG | 5056293016162 | TBD 00000034 | SMALL | NA | NA | NA | NA | NA | NA | NA | EACH | EACH | 1 | 40 | 30 | 8.5 | 10200 | 2.6 | BAR CLIP BOX | NA | NA | NA | NA | NA | NA | NA | NA | NA | NA | NA | 70,60,45,30 | GB | 9021109000 | 420
17 | Fitting Stock | C-Pro Direct Ltd | YES | C-Pro Direct Ireland | HPRA | C-Pro Direct Ltd | MHRA | MDD / MDR | Class 1 | GS1 | 506059152ADMNA35 | GMDN | 36206 | Ankle/Foot Orthosis | ABCBS604530 | Articulating Bar and Clip Box Small 60, 45, 30 DEG | 5056293020077 | TBD 00000035 | SMALL | NA | NA | NA | NA | NA | NA | NA | EACH | EACH | 1 | 40 | 30 | 8.5 | 10200 | 2.55 | BAR CLIP BOX | NA | NA | NA | NA | NA | NA | NA | NA | NA | NA | NA | 60,45,30 | GB | 9021109000 | 800
17 | Fitting Stock | C-Pro Direct Ltd | YES | C-Pro Direct Ireland | HPRA | C-Pro Direct Ltd | MHRA | MDD / MDR | Class 1 | GS1 | 506059152ADMNA35 | GMDN | 36206 | Ankle/Foot Orthosis | ABCBL604530 | Articulating Bar and Clip Box Large 60, 45, 30 DEG | 5056293020084 | TBD 00000036 | LARGE | NA | NA | NA | NA | NA | NA | NA | EACH | EACH | 1 | 40 | 30 | 8.5 | 10200 | 2.65 | BAR CLIP BOX | NA | NA | NA | NA | NA | NA | NA | NA | NA | NA | NA | 60,45,30 | GB | 9021109000 | 400
17 | Fitting Stock | C-Pro Direct Ltd | YES | C-Pro Direct Ireland | HPRA | C-Pro Direct Ltd | MHRA | MDD / MDR | Class 1 | GS1 | 506059152ADMNA35 | GMDN | 36206 | Ankle/Foot Orthosis | LLNR | Large Liner Set sizes 6 to 12 Left and Right | 5056293019484 | TBD 00000037 | LARGE | NA | NA | NA | NA | 163 | 202 | NA | EACH | EACH | 1 | 29 | 30 | 11 | 9570 | 0.7 | LINER | NA | NA | NA | NA | NA | NA | NA | NA | NA | NA | NA | NA | GB | 9021109000 | 100
17 | Fitting Stock | C-Pro Direct Ltd | YES | C-Pro Direct Ireland | HPRA | C-Pro Direct Ltd | MHRA | MDD / MDR | Class 1 | GS1 | 506059152ADMNA35 | GMDN | 36206 | Ankle/Foot Orthosis | SLNR | Small Liner Set sizes 0000 to 5 Left and Right | 5056293019477 | TBD 00000038 | SMALL | NA | NA | NA | NA | 163 | 202 | NA | EACH | EACH | 1 | 28 | 30 | 8 | 6720 | 0.4 | LINER | NA | NA | NA | NA | NA | NA | NA | NA | NA | NA | NA | NA | GB | 9021109000 | 100
19 | ADM Strap Pads | C-Pro Direct Ltd | YES | C-Pro Direct Ireland | HPRA | C-Pro Direct Ltd | MHRA | MDR | Class 1 | GS1 | 506059152ADMNA35 | GMDN | 36206 | Ankle/Foot Orthosis | SPS0 | Strap Pad Set AFO size 0 (2 pads) | 5056293019972 | TBD 00000039 | 0 | NA | NA | NA | NA | 81 | 87 | NA | EACH | EACH | 1 | 10 | 6 | 1 | 60 | 0.05 | SET | NA | GREY | NA | NA | NA | NA | NA | NA | NA | NA | NA | NA | GB | 9021109000 | 8
19 | ADM Strap Pads | C-Pro Direct Ltd | YES | C-Pro Direct Ireland | HPRA | C-Pro Direct Ltd | MHRA | MDR | Class 1 | GS1 | 506059152ADMNA35 | GMDN | 36206 | Ankle/Foot Orthosis | SPS0000-00 | Strap Pad Set AFO size 0000 to 00 (2 pads) | 5056293019965 | TBD 00000040 | 0000-00 | NA | NA | NA | NA | 67 | 80 | NA | EACH | EACH | 1 | 10 | 6 | 1 | 60 | 0.05 | SET | NA | GREY | NA | NA | NA | NA | NA | NA | NA | NA | NA | NA | GB | 9021109000 | 8
19 | ADM Strap Pads | C-Pro Direct Ltd | YES | C-Pro Direct Ireland | HPRA | C-Pro Direct Ltd | MHRA | MDR | Class 1 | GS1 | 506059152ADMNA35 | GMDN | 36206 | Ankle/Foot Orthosis | SPS1 | Strap Pad Set AFO size 1 (2 pads) | 5056293019989 | TBD 00000041 | 1 | NA | NA | NA | NA | 88 | 92 | NA | EACH | EACH | 1 | 10 | 6 | 1 | 60 | 0.05 | SET | NA | GREY | NA | NA | NA | NA | NA | NA | NA | NA | NA | NA | GB | 9021109000 | 8
19 | ADM Strap Pads | C-Pro Direct Ltd | YES | C-Pro Direct Ireland | HPRA | C-Pro Direct Ltd | MHRA | MDR | Class 1 | GS1 | 506059152ADMNA35 | GMDN | 36206 | Ankle/Foot Orthosis | SPS10-12 | Strap Pad Set AFO size 10-12 (2 pads) | 5056293020022 | TBD 00000042 | 10-12 | NA | NA | NA | NA | 173 | 202 | NA | EACH | EACH | 1 | 10 | 6 | 1 | 60 | 0.05 | SET | NA | GREY | NA | NA | NA | NA | NA | NA | NA | NA | NA | NA | GB | 9021109000 | 8
19 | ADM Strap Pads | C-Pro Direct Ltd | YES | C-Pro Direct Ireland | HPRA | C-Pro Direct Ltd | MHRA | MDR | Class 1 | GS1 | 506059152ADMNA35 | GMDN | 36206 | Ankle/Foot Orthosis | SPS2-3 | Strap Pad Set AFO size 2-3 (2 pads) | 5056293019996 | TBD 00000043 | 2-3 | NA | NA | NA | NA | 93 | 112 | NA | EACH | EACH | 1 | 10 | 6 | 1 | 60 | 0.05 | SET | NA | GREY | NA | NA | NA | NA | NA | NA | NA | NA | NA | NA | GB | 9021109000 | 8
19 | ADM Strap Pads | C-Pro Direct Ltd | YES | C-Pro Direct Ireland | HPRA | C-Pro Direct Ltd | MHRA | MDR | Class 1 | GS1 | 506059152ADMNA35 | GMDN | 36206 | Ankle/Foot Orthosis | SPS4-6 | Strap Pad Set AFO size 4-6 (2 pads) | 5056293020008 | TBD 00000044 | 4-6 | NA | NA | NA | NA | 113 | 142 | NA | EACH | EACH | 1 | 10 | 6 | 1 | 60 | 0.05 | SET | NA | GREY | NA | NA | NA | NA | NA | NA | NA | NA | NA | NA | GB | 9021109000 | 8
19 | ADM Strap Pads | C-Pro Direct Ltd | YES | C-Pro Direct Ireland | HPRA | C-Pro Direct Ltd | MHRA | MDR | Class 1 | GS1 | 506059152ADMNA35 | GMDN | 36206 | Ankle/Foot Orthosis | SPS7-9 | Strap Pad Set AFO size 7-9 (2 pads) | 5056293020015 | TBD 00000045 | 7-9 | NA | NA | NA | NA | 143 | 172 | NA | EACH | EACH | 1 | 10 | 6 | 1 | 60 | 0.05 | SET | NA | GREY | NA | NA | NA | NA | NA | NA | NA | NA | NA | NA | GB | 9021109000 | 8
24 | ADM Sole Kits | C-Pro Direct Ltd | YES | C-Pro Direct Ireland | HPRA | C-Pro Direct Ltd | MHRA | MDD / MDR | Class 1 | GS1 | 506059152ADMNA35 | GMDN | 36206 | Ankle/Foot Orthosis | SKITM1LB | Large Black ADM Footwear Adaption Kit without Soles | 5056293012768 | TBD 00000046 | LARGE | NA | NA | NA | NA | 133 | 202 | NA | EACH | EACH | 1 | 11 | 9 | 3 | 297 | 0.05 | WITHOUT SOLE | NA | BLACK | NA | NA | NA | NA | NA | NA | NA | NA | NA | NA | GB | 9021109000 | 12
24 | ADM Sole Kits | C-Pro Direct Ltd | YES | C-Pro Direct Ireland | HPRA | C-Pro Direct Ltd | MHRA | MDD / MDR | Class 1 | GS1 | 506059152ADMNA35 | GMDN | 36206 | Ankle/Foot Orthosis | SKITM1LW | Large White ADM Footwear Adaption Kit without Soles | 5056293012683 | TBD 00000047 | LARGE | NA | NA | NA | NA | 133 | 202 | NA | EACH | EACH | 1 | 11 | 9 | 3 | 297 | 0.05 | WITHOUT SOLE | NA | WHITE | NA | NA | NA | NA | NA | NA | NA | NA | NA | NA | GB | 9021109000 | 12
24 | ADM Sole Kits | C-Pro Direct Ltd | YES | C-Pro Direct Ireland | HPRA | C-Pro Direct Ltd | MHRA | MDD / MDR | Class 1 | GS1 | 506059152ADMNA35 | GMDN | 36206 | Ankle/Foot Orthosis | SKITM1SB | Small Black ADM Footwear Adaption Kit without Soles | 5056293012720 | TBD 00000054 | SMALL | NA | NA | NA | NA | 67 | 132 | NA | EACH | EACH | 1 | 11 | 9 | 3 | 297 | 0.05 | WITHOUT SOLE | NA | BLACK | NA | NA | NA | NA | NA | NA | NA | NA | NA | NA | GB | 9021109000 | 12
24 | ADM Sole Kits | C-Pro Direct Ltd | YES | C-Pro Direct Ireland | HPRA | C-Pro Direct Ltd | MHRA | MDD / MDR | Class 1 | GS1 | 506059152ADMNA35 | GMDN | 36206 | Ankle/Foot Orthosis | SKITM1SW | Small White ADM Footwear Adaption Kit without Soles | 5056293012645 | TBD 00000055 | SMALL | NA | NA | NA | NA | 67 | 132 | NA | EACH | EACH | 1 | 11 | 9 | 3 | 297 | 0.05 | WITHOUT SOLE | NA | WHITE | NA | NA | NA | NA | NA | NA | NA | NA | NA | NA | GB | 9021109000 | 12
24 | ADM Sole Kits | C-Pro Direct Ltd | YES | C-Pro Direct Ireland | HPRA | C-Pro Direct Ltd | MHRA | MDD / MDR | Class 1 | GS1 | 506059152ADMNA35 | GMDN | 36206 | Ankle/Foot Orthosis | SKITM1XLB | X-Large Black ADM Footwear Adaption Kit without Soles | 5056293012843 | TBD 00000056 | X_LARGE | NA | NA | NA | NA | 203 | 252 | NA | EACH | EACH | 1 | 14 | 10 | 4 | 560 | 0.1 | WITHOUT SOLE | NA | BLACK | NA | NA | NA | NA | NA | NA | NA | NA | NA | NA | GB | 9021109000 | 12
24 | ADM Sole Kits | C-Pro Direct Ltd | YES | C-Pro Direct Ireland | HPRA | C-Pro Direct Ltd | MHRA | MDD / MDR | Class 1 | GS1 | 506059152ADMNA35 | GMDN | 36206 | Ankle/Foot Orthosis | SKITM1XLW | X-Large White ADM Footwear Adaption Kit without Soles | 5056293012805 | TBD 00000057 | X_LARGE | NA | NA | NA | NA | 203 | 252 | NA | EACH | EACH | 1 | 14 | 10 | 4 | 560 | 0.1 | WITHOUT SOLE | NA | WHITE | NA | NA | NA | NA | NA | NA | NA | NA | NA | NA | GB | 9021109000 | 12
24 | ADM Sole Kits | C-Pro Direct Ltd | YES | C-Pro Direct Ireland | HPRA | C-Pro Direct Ltd | MHRA | MDD / MDR | Class 1 | GS1 | 506059152ADMNA35 | GMDN | 36206 | Ankle/Foot Orthosis | SKITM2LB | Large Black ADM Footwear Adaption Kit with Soles | 5056293012751 | TBD 00000058 | LARGE | NA | NA | NA | NA | 133 | 202 | NA | EACH | EACH | 1 | 31 | 16 | 4 | 1984 | 0.2 | WITH SOLE | NA | BLACK | NA | NA | NA | NA | NA | NA | NA | NA | NA | NA | GB | 9021109000 | 16
24 | ADM Sole Kits | C-Pro Direct Ltd | YES | C-Pro Direct Ireland | HPRA | C-Pro Direct Ltd | MHRA | MDD / MDR | Class 1 | GS1 | 506059152ADMNA35 | GMDN | 36206 | Ankle/Foot Orthosis | SKITM2LW | Large White ADM Footwear Adaption Kit with Soles | 5056293012676 | TBD 00000059 | LARGE | NA | NA | NA | NA | 133 | 202 | NA | EACH | EACH | 1 | 31 | 16 | 4 | 1984 | 0.2 | WITH SOLE | NA | WHITE | NA | NA | NA | NA | NA | NA | NA | NA | NA | NA | GB | 9021109000 | 16
24 | ADM Sole Kits | C-Pro Direct Ltd | YES | C-Pro Direct Ireland | HPRA | C-Pro Direct Ltd | MHRA | MDD / MDR | Class 1 | GS1 | 506059152ADMNA35 | GMDN | 36206 | Ankle/Foot Orthosis | SKITM2SB | Small Black ADM Footwear Adaption Kit with Soles | 5056293012713 | TBD 00000066 | SMALL | NA | NA | NA | NA | 67 | 132 | NA | EACH | EACH | 1 | 11 | 9 | 3 | 297 | 0.05 | WITH SOLE | NA | BLACK | NA | NA | NA | NA | NA | NA | NA | NA | NA | NA | GB | 9021109000 | 16
24 | ADM Sole Kits | C-Pro Direct Ltd | YES | C-Pro Direct Ireland | HPRA | C-Pro Direct Ltd | MHRA | MDD / MDR | Class 1 | GS1 | 506059152ADMNA35 | GMDN | 36206 | Ankle/Foot Orthosis | SKITM2SW | Small White ADM Footwear Adaption Kit with Soles | 5056293012638 | TBD 00000067 | SMALL | NA | NA | NA | NA | 67 | 132 | NA | EACH | EACH | 1 | 11 | 9 | 3 | 297 | 0.05 | WITH SOLE | NA | WHITE | NA | NA | NA | NA | NA | NA | NA | NA | NA | NA | GB | 9021109000 | 16
24 | ADM Sole Kits | C-Pro Direct Ltd | YES | C-Pro Direct Ireland | HPRA | C-Pro Direct Ltd | MHRA | MDD / MDR | Class 1 | GS1 | 506059152ADMNA35 | GMDN | 36206 | Ankle/Foot Orthosis | SKITM2XLB | X-Large Black ADM Footwear Adaption Kit with Soles | 5056293012836 | TBD 00000068 | X_LARGE | NA | NA | NA | NA | 203 | 252 | NA | EACH | EACH | 1 | 35 | 16 | 4.5 | 2520 | 0.35 | WITH SOLE | NA | BLACK | NA | NA | NA | NA | NA | NA | NA | NA | NA | NA | GB | 9021109000 | 16
24 | ADM Sole Kits | C-Pro Direct Ltd | YES | C-Pro Direct Ireland | HPRA | C-Pro Direct Ltd | MHRA | MDD / MDR | Class 1 | GS1 | 506059152ADMNA35 | GMDN | 36206 | Ankle/Foot Orthosis | SKITM2XLW | X-Large White ADM Footwear Adaption Kit with Soles | 5056293012799 | TBD 00000069 | X_LARGE | NA | NA | NA | NA | 203 | 252 | NA | EACH | EACH | 1 | 35 | 16 | 4.5 | 2520 | 0.35 | WITH SOLE | NA | WHITE | NA | NA | NA | NA | NA | NA | NA | NA | NA | NA | GB | 9021109000 | 16
28 | D-Bar Europe | C-Pro Direct Ltd | YES | C-Pro Direct Ireland | HPRA | C-Pro Direct Ltd | MHRA | MDD / MDR | Class 1 | GS1 | 506059152ADMNA35 | GMDN | 36206 | Ankle/Foot Orthosis | 69IAFX | DBar Europe 6" to 9" Iowa Fixed Bar | 5056293015523 | TBD 00000070 | 6" to 9" | NA | NA | NA | NA | NA | NA | NA | EACH | EACH | 1 | 24 | 12.5 | 2.5 | 750 | 0.2 | FIXED | IOWA | NA | NA | NA | NA | NA | NA | NA | NA | NA | NA | NA | US | 9021109000 | 70
28 | D-Bar Europe | C-Pro Direct Ltd | YES | C-Pro Direct Ireland | HPRA | C-Pro Direct Ltd | MHRA | MDD / MDR | Class 1 | GS1 | 506059152ADMNA35 | GMDN | 36206 | Ankle/Foot Orthosis | 69IASA | DBar Europe 6" to 9" Iowa Spring Assist Bar | 5056293014892 | TBD 00000071 | 6" to 9" | NA | NA | NA | NA | NA | NA | NA | EACH | EACH | 1 | 24 | 12.5 | 5 | 1500 | 0.25 | NON-ADJUSTABLE | IOWA | NA | NA | NA | NA | NA | NA | NA | NA | NA | NA | NA | US | 9021109000 | 150
28 | D-Bar Europe | C-Pro Direct Ltd | YES | C-Pro Direct Ireland | HPRA | C-Pro Direct Ltd | MHRA | MDD / MDR | Class 1 | GS1 | 506059152ADMNA35 | GMDN | 36206 | Ankle/Foot Orthosis | 69MDFX | DBar Europe 6" to 9" Mitchell Fixed Bar | 5056293014854 | TBD 00000072 | 6" to 9" | NA | NA | NA | NA | NA | NA | NA | EACH | EACH | 1 | 24 | 12.5 | 2.5 | 750 | 0.2 | FIXED | MITCHELL | NA | NA | NA | NA | NA | NA | NA | NA | NA | NA | NA | US | 9021109000 | 70
28 | D-Bar Europe | C-Pro Direct Ltd | YES | C-Pro Direct Ireland | HPRA | C-Pro Direct Ltd | MHRA | MDD / MDR | Class 1 | GS1 | 506059152ADMNA35 | GMDN | 36206 | Ankle/Foot Orthosis | 69MDSA | DBar Europe 6" to 9" Mitchell Spring Assist Bar | 5056293014816 | TBD 00000073 | 6" to 9" | NA | NA | NA | NA | NA | NA | NA | EACH | EACH | 1 | 24 | 12.5 | 5 | 1500 | 0.25 | NON-ADJUSTABLE | MITCHELL | NA | NA | NA | NA | NA | NA | NA | NA | NA | NA | NA | US | 9021109000 | 150
28 | D-Bar Europe | C-Pro Direct Ltd | YES | C-Pro Direct Ireland | HPRA | C-Pro Direct Ltd | MHRA | MDD / MDR | Class 1 | GS1 | 506059152ADMNA35 | GMDN | 36206 | Ankle/Foot Orthosis | 69MKFX | DBar Europe 6" to 9" Markell Fixed Bar | 5056293014830 | TBD 00000074 | 6" to 9" | NA | NA | NA | NA | NA | NA | NA | EACH | EACH | 1 | 24 | 12.5 | 2.5 | 750 | 0.2 | FIXED | Markell | NA | NA | NA | NA | NA | NA | NA | NA | NA | NA | NA | US | 9021109000 | 70
28 | D-Bar Europe | C-Pro Direct Ltd | YES | C-Pro Direct Ireland | HPRA | C-Pro Direct Ltd | MHRA | MDD / MDR | Class 1 | GS1 | 506059152ADMNA35 | GMDN | 36206 | Ankle/Foot Orthosis | 69MKSA | DBar Europe 6" to 9" Markell Spring Assist Bar | 5056293014793 | TBD 00000075 | 6" to 9" | NA | NA | NA | NA | NA | NA | NA | EACH | EACH | 1 | 24 | 12.5 | 5 | 1500 | 0.25 | NON-ADJUSTABLE | Markell | NA | NA | NA | NA | NA | NA | NA | NA | NA | NA | NA | US | 9021109000 | 150
28 | D-Bar Europe | C-Pro Direct Ltd | YES | C-Pro Direct Ireland | HPRA | C-Pro Direct Ltd | MHRA | MDD / MDR | Class 1 | GS1 | 506059152ADMNA35 | GMDN | 36206 | Ankle/Foot Orthosis | 914IAASA | DBar Europe 9" to 14"Iowa Adjustable Spring Assist Bar | 5056293015516 | TBD 00000076 | 9" to 14" | NA | NA | NA | NA | NA | NA | NA | EACH | EACH | 1 | 27.5 | 12.5 | 6.5 | 2235 | 0.3 | ADJUSTABLE | IOWA | NA | NA | NA | NA | NA | NA | NA | NA | NA | NA | NA | US | 9021109000 | 200
28 | D-Bar Europe | C-Pro Direct Ltd | YES | C-Pro Direct Ireland | HPRA | C-Pro Direct Ltd | MHRA | MDD / MDR | Class 1 | GS1 | 506059152ADMNA35 | GMDN | 36206 | Ankle/Foot Orthosis | 914IAFX | DBar Europe 9" to 14" Iowa Fixed Bar | 5056293015530 | TBD 00000077 | 9" to 14" | NA | NA | NA | NA | NA | NA | NA | EACH | EACH | 1 | 27.5 | 13 | 2.5 | 894 | 0.3 | FIXED | IOWA | NA | NA | NA | NA | NA | NA | NA | NA | NA | NA | NA | US | 9021109000 | 70
28 | D-Bar Europe | C-Pro Direct Ltd | YES | C-Pro Direct Ireland | HPRA | C-Pro Direct Ltd | MHRA | MDD / MDR | Class 1 | GS1 | 506059152ADMNA35 | GMDN | 36206 | Ankle/Foot Orthosis | 914IASA | DBar Europe 9" to 14" Iowa Spring Assist Bar | 5056293014908 | TBD 00000078 | 9" to 14" | NA | NA | NA | NA | NA | NA | NA | EACH | EACH | 1 | 27.5 | 12.5 | 6.5 | 2235 | 0.3 | NON-ADJUSTABLE | IOWA | NA | NA | NA | NA | NA | NA | NA | NA | NA | NA | NA | US | 9021109000 | 150
28 | D-Bar Europe | C-Pro Direct Ltd | YES | C-Pro Direct Ireland | HPRA | C-Pro Direct Ltd | MHRA | MDD / MDR | Class 1 | GS1 | 506059152ADMNA35 | GMDN | 36206 | Ankle/Foot Orthosis | 914MDASA | DBar Europe 9" to 14" Mitchell Adjustable Spring Assist Bar | 5056293014885 | TBD 00000079 | 9" to 14" | NA | NA | NA | NA | NA | NA | NA | EACH | EACH | 1 | 30 | 11 | 6.5 | 2145 | 0.3 | ADJUSTABLE | MITCHELL | NA | NA | NA | NA | NA | NA | NA | NA | NA | NA | NA | US | 9021109000 | 200
28 | D-Bar Europe | C-Pro Direct Ltd | YES | C-Pro Direct Ireland | HPRA | C-Pro Direct Ltd | MHRA | MDD / MDR | Class 1 | GS1 | 506059152ADMNA35 | GMDN | 36206 | Ankle/Foot Orthosis | 914MDFX | DBar Europe 9" to 14" Mitchell Fixed Bar | 5056293014861 | TBD 00000080 | 9" to 14" | NA | NA | NA | NA | NA | NA | NA | EACH | EACH | 1 | 27.5 | 13 | 2.5 | 894 | 0.3 | FIXED | MITCHELL | NA | NA | NA | NA | NA | NA | NA | NA | NA | NA | NA | US | 9021109000 | 70
28 | D-Bar Europe | C-Pro Direct Ltd | YES | C-Pro Direct Ireland | HPRA | C-Pro Direct Ltd | MHRA | MDD / MDR | Class 1 | GS1 | 506059152ADMNA35 | GMDN | 36206 | Ankle/Foot Orthosis | 914MDSA | DBar Europe 9" to 14" Mitchell Spring Assist Bar | 5056293014823 | TBD 00000081 | 9" to 14" | NA | NA | NA | NA | NA | NA | NA | EACH | EACH | 1 | 27.5 | 12.5 | 6.5 | 2235 | 0.3 | NON-ADJUSTABLE | MITCHELL | NA | NA | NA | NA | NA | NA | NA | NA | NA | NA | NA | US | 9021109000 | 150
28 | D-Bar Europe | C-Pro Direct Ltd | YES | C-Pro Direct Ireland | HPRA | C-Pro Direct Ltd | MHRA | MDD / MDR | Class 1 | GS1 | 506059152ADMNA35 | GMDN | 36206 | Ankle/Foot Orthosis | 914MKASA | DBar Europe 9" to 14" Markell Adjustable Spring Assist Bar | 5056293014878 | TBD 00000082 | 9" to 14" | NA | NA | NA | NA | NA | NA | NA | EACH | EACH | 1 | 27.5 | 12.5 | 6.5 | 2235 | 0.3 | ADJUSTABLE | Markell | NA | NA | NA | NA | NA | NA | NA | NA | NA | NA | NA | US | 9021109000 | 200
28 | D-Bar Europe | C-Pro Direct Ltd | YES | C-Pro Direct Ireland | HPRA | C-Pro Direct Ltd | MHRA | MDD / MDR | Class 1 | GS1 | 506059152ADMNA35 | GMDN | 36206 | Ankle/Foot Orthosis | 914MKFX | DBar Europe 9" to 14" Markell Fixed Bar | 5056293014847 | TBD 00000083 | 9" to 14" | NA | NA | NA | NA | NA | NA | NA | EACH | EACH | 1 | 27.5 | 13 | 2.5 | 894 | 0.3 | FIXED | Markell | NA | NA | NA | NA | NA | NA | NA | NA | NA | NA | NA | US | 9021109000 | 70
28 | D-Bar Europe | C-Pro Direct Ltd | YES | C-Pro Direct Ireland | HPRA | C-Pro Direct Ltd | MHRA | MDD / MDR | Class 1 | GS1 | 506059152ADMNA35 | GMDN | 36206 | Ankle/Foot Orthosis | 914MKSA | DBar Europe 9" to 14" Markell Spring Assist Bar | 5056293014809 | TBD 00000084 | 9" to 14" | NA | NA | NA | NA | NA | NA | NA | EACH | EACH | 1 | 27.5 | 12.5 | 6.5 | 2235 | 0.3 | NON-ADJUSTABLE | Markell | NA | NA | NA | NA | NA | NA | NA | NA | NA | NA | NA | US | 9021109000 | 150
30 | ADM Ankle Foot Orthosis | C-Pro Direct Ltd | YES | C-Pro Direct Ireland | HPRA | C-Pro Direct Ltd | MHRA | MDD / MDR | Class 1 | GS1 | 506059152ADMNA35 | GMDN | 36206 | Ankle/Foot Orthosis | 0000GGLEVA | ADM SANDAL SIZE 0000 GREEN AND GREY LEFT EVA | 5056293005616 | TBD 00000085 | 0000 | LEFT | NA | NA | NA | 67 | 70 | NA | EACH | EACH | 1 | 19 | 13 | 6 | 1482 | 0.1 | NA | NA | NA | NA | NA | NA | 90 | 70 | 110 | 90 | 70 | 110 | NA | CN | 9021109000 | 84
30 | ADM Ankle Foot Orthosis | C-Pro Direct Ltd | YES | C-Pro Direct Ireland | HPRA | C-Pro Direct Ltd | MHRA | MDD / MDR | Class 1 | GS1 | 506059152ADMNA35 | GMDN | 36206 | Ankle/Foot Orthosis | 0000GGREVA | ADM SANDAL SIZE 0000 GREEN AND GREY RIGHT EVA | 5056293005623 | TBD 00000086 | 0000 | RIGHT | NA | NA | NA | 67 | 70 | NA | EACH | EACH | 1 | 19 | 13 | 6 | 1482 | 0.1 | NA | NA | NA | NA | NA | NA | 90 | 70 | 110 | 90 | 70 | 110 | NA | CN | 9021109000 | 84
30 | ADM Ankle Foot Orthosis | C-Pro Direct Ltd | YES | C-Pro Direct Ireland | HPRA | C-Pro Direct Ltd | MHRA | MDD / MDR | Class 1 | GS1 | 506059152ADMNA35 | GMDN | 36206 | Ankle/Foot Orthosis | 000GGLEVA | ADM SANDAL SIZE 000 GREEN AND GREY LEFT EVA | 5056293005630 | TBD 00000087 | 000 | LEFT | NA | NA | NA | 71 | 75 | NA | EACH | EACH | 1 | 19 | 13 | 6 | 1482 | 0.1 | NA | NA | NA | NA | NA | NA | 90 | 70 | 110 | 90 | 70 | 110 | NA | CN | 9021109000 | 84
30 | ADM Ankle Foot Orthosis | C-Pro Direct Ltd | YES | C-Pro Direct Ireland | HPRA | C-Pro Direct Ltd | MHRA | MDD / MDR | Class 1 | GS1 | 506059152ADMNA35 | GMDN | 36206 | Ankle/Foot Orthosis | 000GGREVA | ADM SANDAL SIZE 000 GREEN AND GREY RIGHT EVA | 5056293005647 | TBD 00000088 | 000 | RIGHT | NA | NA | NA | 71 | 75 | NA | EACH | EACH | 1 | 19 | 13 | 6 | 1482 | 0.1 | NA | NA | NA | NA | NA | NA | 90 | 70 | 110 | 90 | 70 | 110 | NA | CN | 9021109000 | 84
30 | ADM Ankle Foot Orthosis | C-Pro Direct Ltd | YES | C-Pro Direct Ireland | HPRA | C-Pro Direct Ltd | MHRA | MDD / MDR | Class 1 | GS1 | 506059152ADMNA35 | GMDN | 36206 | Ankle/Foot Orthosis | 00GGLEVA | ADM SANDAL SIZE 00 GREEN AND GREY LEFT EVA | 5056293005654 | TBD 00000089 | 00 | LEFT | NA | NA | NA | 76 | 80 | NA | EACH | EACH | 1 | 19 | 13 | 6 | 1482 | 0.1 | NA | NA | NA | NA | NA | NA | 90 | 70 | 110 | 90 | 70 | 110 | NA | CN | 9021109000 | 84
30 | ADM Ankle Foot Orthosis | C-Pro Direct Ltd | YES | C-Pro Direct Ireland | HPRA | C-Pro Direct Ltd | MHRA | MDD / MDR | Class 1 | GS1 | 506059152ADMNA35 | GMDN | 36206 | Ankle/Foot Orthosis | 00GGREVA | ADM SANDAL SIZE 00 GREEN AND GREY RIGHT EVA | 5056293005661 | TBD 00000090 | 00 | RIGHT | NA | NA | NA | 76 | 80 | NA | EACH | EACH | 1 | 19 | 13 | 6 | 1482 | 0.1 | NA | NA | NA | NA | NA | NA | 90 | 70 | 110 | 90 | 70 | 110 | NA | CN | 9021109000 | 84
30 | ADM Ankle Foot Orthosis | C-Pro Direct Ltd | YES | C-Pro Direct Ireland | HPRA | C-Pro Direct Ltd | MHRA | MDD / MDR | Class 1 | GS1 | 506059152ADMNA35 | GMDN | 36206 | Ankle/Foot Orthosis | 0GGLEVA | ADM SANDAL SIZE 0 GREEN AND GREY LEFT EVA | 5056293005678 | TBD 00000091 | 0 | LEFT | NA | NA | NA | 81 | 87 | NA | EACH | EACH | 1 | 19 | 13 | 6 | 1482 | 0.1 | NA | NA | NA | NA | NA | NA | 90 | 70 | 110 | 90 | 70 | 110 | NA | CN | 9021109000 | 84
30 | ADM Ankle Foot Orthosis | C-Pro Direct Ltd | YES | C-Pro Direct Ireland | HPRA | C-Pro Direct Ltd | MHRA | MDD / MDR | Class 1 | GS1 | 506059152ADMNA35 | GMDN | 36206 | Ankle/Foot Orthosis | 0GGREVA | ADM SANDAL SIZE 0 GREEN AND GREY RIGHT EVA | 5056293005685 | TBD 00000092 | 0 | RIGHT | NA | NA | NA | 81 | 87 | NA | EACH | EACH | 1 | 19 | 13 | 6 | 1482 | 0.1 | NA | NA | NA | NA | NA | NA | 90 | 70 | 110 | 90 | 70 | 110 | NA | CN | 9021109000 | 84
30 | ADM Ankle Foot Orthosis | C-Pro Direct Ltd | YES | C-Pro Direct Ireland | HPRA | C-Pro Direct Ltd | MHRA | MDD / MDR | Class 1 | GS1 | 506059152ADMNA35 | GMDN | 36206 | Ankle/Foot Orthosis | 10GGLEVA | ADM SANDAL SIZE 10 GREEN AND GREY LEFT EVA | 5056293005876 | TBD 00000093 | 10 | LEFT | NA | NA | NA | 173 | 182 | NA | EACH | EACH | 1 | 30 | 20 | 10 | 6000 | 0.3 | NA | NA | NA | NA | NA | NA | 960 | 780 | 1330 | 960 | 780 | 1330 | NA | CN | 9021109000 | 84
30 | ADM Ankle Foot Orthosis | C-Pro Direct Ltd | YES | C-Pro Direct Ireland | HPRA | C-Pro Direct Ltd | MHRA | MDD / MDR | Class 1 | GS1 | 506059152ADMNA35 | GMDN | 36206 | Ankle/Foot Orthosis | 10GGREVA | ADM SANDAL SIZE 10 GREEN AND GREY RIGHT EVA | 5056293005883 | TBD 00000094 | 10 | RIGHT | NA | NA | NA | 173 | 182 | NA | EACH | EACH | 1 | 30 | 20 | 10 | 6000 | 0.3 | NA | NA | NA | NA | NA | NA | 960 | 780 | 1330 | 960 | 780 | 1330 | NA | CN | 9021109000 | 84
30 | ADM Ankle Foot Orthosis | C-Pro Direct Ltd | YES | C-Pro Direct Ireland | HPRA | C-Pro Direct Ltd | MHRA | MDD / MDR | Class 1 | GS1 | 506059152ADMNA35 | GMDN | 36206 | Ankle/Foot Orthosis | 11GGLEVA | ADM SANDAL SIZE 11 GREEN AND GREY LEFT EVA | 5056293005890 | TBD 00000095 | 11 | LEFT | NA | NA | NA | 183 | 192 | NA | EACH | EACH | 1 | 30 | 20 | 10 | 6000 | 0.3 | NA | NA | NA | NA | NA | NA | 960 | 780 | 1330 | 1330 | 960 | 1330 | NA | CN | 9021109000 | 84
30 | ADM Ankle Foot Orthosis | C-Pro Direct Ltd | YES | C-Pro Direct Ireland | HPRA | C-Pro Direct Ltd | MHRA | MDD / MDR | Class 1 | GS1 | 506059152ADMNA35 | GMDN | 36206 | Ankle/Foot Orthosis | 11GGREVA | ADM SANDAL SIZE 11 GREEN AND GREY RIGHT EVA | 5056293005906 | TBD 00000096 | 11 | RIGHT | NA | NA | NA | 183 | 192 | NA | EACH | EACH | 1 | 30 | 20 | 10 | 6000 | 0.3 | NA | NA | NA | NA | NA | NA | 960 | 780 | 1330 | 1330 | 960 | 1330 | NA | CN | 9021109000 | 84
30 | ADM Ankle Foot Orthosis | C-Pro Direct Ltd | YES | C-Pro Direct Ireland | HPRA | C-Pro Direct Ltd | MHRA | MDD / MDR | Class 1 | GS1 | 506059152ADMNA35 | GMDN | 36206 | Ankle/Foot Orthosis | 12GGLEVA | ADM SANDAL SIZE 12 GREEN AND GREY LEFT EVA | 5056293005913 | TBD 00000097 | 12 | LEFT | NA | NA | NA | 193 | 202 | NA | EACH | EACH | 1 | 30 | 20 | 10.5 | 6300 | 0.4 | NA | NA | NA | NA | NA | NA | 960 | 780 | 1330 | 1330 | 960 | 1330 | NA | CN | 9021109000 | 84
30 | ADM Ankle Foot Orthosis | C-Pro Direct Ltd | YES | C-Pro Direct Ireland | HPRA | C-Pro Direct Ltd | MHRA | MDD / MDR | Class 1 | GS1 | 506059152ADMNA35 | GMDN | 36206 | Ankle/Foot Orthosis | 12GGREVA | ADM SANDAL SIZE 12 GREEN AND GREY RIGHT EVA | 5056293005920 | TBD 00000098 | 12 | RIGHT | NA | NA | NA | 193 | 202 | NA | EACH | EACH | 1 | 30 | 20 | 10.5 | 6300 | 0.4 | NA | NA | NA | NA | NA | NA | 960 | 780 | 1330 | 1330 | 960 | 1330 | NA | CN | 9021109000 | 84
30 | ADM Ankle Foot Orthosis | C-Pro Direct Ltd | YES | C-Pro Direct Ireland | HPRA | C-Pro Direct Ltd | MHRA | MDD / MDR | Class 1 | GS1 | 506059152ADMNA35 | GMDN | 36206 | Ankle/Foot Orthosis | 1GGLEVA | ADM SANDAL SIZE 1 GREEN AND GREY LEFT EVA | 5056293005692 | TBD 00000099 | 1 | LEFT | NA | NA | NA | 88 | 92 | NA | EACH | EACH | 1 | 19 | 13 | 6 | 1482 | 0.1 | NA | NA | NA | NA | NA | NA | 120 | 90 | 170 | 120 | 90 | 170 | NA | CN | 9021109000 | 84
30 | ADM Ankle Foot Orthosis | C-Pro Direct Ltd | YES | C-Pro Direct Ireland | HPRA | C-Pro Direct Ltd | MHRA | MDD / MDR | Class 1 | GS1 | 506059152ADMNA35 | GMDN | 36206 | Ankle/Foot Orthosis | 1GGREVA | ADM SANDAL SIZE 1 GREEN AND GREY RIGHT EVA | 5056293005708 | TBD 00000100 | 1 | RIGHT | NA | NA | NA | 88 | 92 | NA | EACH | EACH | 1 | 19 | 13 | 6 | 1482 | 0.1 | NA | NA | NA | NA | NA | NA | 120 | 90 | 170 | 120 | 90 | 170 | NA | CN | 9021109000 | 84
30 | ADM Ankle Foot Orthosis | C-Pro Direct Ltd | YES | C-Pro Direct Ireland | HPRA | C-Pro Direct Ltd | MHRA | MDD / MDR | Class 1 | GS1 | 506059152ADMNA35 | GMDN | 36206 | Ankle/Foot Orthosis | 2GGLEVA | ADM SANDAL SIZE 2 GREEN AND GREY LEFT EVA | 5056293005715 | TBD 00000101 | 2 | LEFT | NA | NA | NA | 93 | 102 | NA | EACH | EACH | 1 | 19 | 13 | 6.5 | 1606 | 0.1 | NA | NA | NA | NA | NA | NA | 170 | 120 | 240 | 170 | 120 | 240 | NA | CN | 9021109000 | 84
30 | ADM Ankle Foot Orthosis | C-Pro Direct Ltd | YES | C-Pro Direct Ireland | HPRA | C-Pro Direct Ltd | MHRA | MDD / MDR | Class 1 | GS1 | 506059152ADMNA35 | GMDN | 36206 | Ankle/Foot Orthosis | 2GGREVA | ADM SANDAL SIZE 2 GREEN AND GREY RIGHT EVA | 5056293005722 | TBD 00000102 | 2 | RIGHT | NA | NA | NA | 93 | 102 | NA | EACH | EACH | 1 | 19 | 13 | 6.5 | 1606 | 0.1 | NA | NA | NA | NA | NA | NA | 170 | 120 | 240 | 170 | 120 | 240 | NA | CN | 9021109000 | 84
30 | ADM Ankle Foot Orthosis | C-Pro Direct Ltd | YES | C-Pro Direct Ireland | HPRA | C-Pro Direct Ltd | MHRA | MDD / MDR | Class 1 | GS1 | 506059152ADMNA35 | GMDN | 36206 | Ankle/Foot Orthosis | 3GGLEVA | ADM SANDAL SIZE 3 GREEN AND GREY LEFT EVA | 5056293005739 | TBD 00000103 | 3 | LEFT | NA | NA | NA | 103 | 112 | NA | EACH | EACH | 1 | 19 | 14 | 7 | 1862 | 0.1 | NA | NA | NA | NA | NA | NA | 170 | 120 | 240 | 240 | 170 | 310 | NA | CN | 9021109000 | 84
30 | ADM Ankle Foot Orthosis | C-Pro Direct Ltd | YES | C-Pro Direct Ireland | HPRA | C-Pro Direct Ltd | MHRA | MDD / MDR | Class 1 | GS1 | 506059152ADMNA35 | GMDN | 36206 | Ankle/Foot Orthosis | 3GGREVA | ADM SANDAL SIZE 3 GREEN AND GREY RIGHT EVA | 5056293005746 | TBD 00000104 | 3 | RIGHT | NA | NA | NA | 103 | 112 | NA | EACH | EACH | 1 | 19 | 14 | 7 | 1862 | 0.1 | NA | NA | NA | NA | NA | NA | 170 | 120 | 240 | 240 | 170 | 310 | NA | CN | 9021109000 | 84
30 | ADM Ankle Foot Orthosis | C-Pro Direct Ltd | YES | C-Pro Direct Ireland | HPRA | C-Pro Direct Ltd | MHRA | MDD / MDR | Class 1 | GS1 | 506059152ADMNA35 | GMDN | 36206 | Ankle/Foot Orthosis | 4GGLEVA | ADM SANDAL SIZE 4 GREEN AND GREY LEFT EVA | 5056293005753 | TBD 00000105 | 4 | LEFT | NA | NA | NA | 113 | 122 | NA | EACH | EACH | 1 | 23 | 15 | 7 | 2415 | 0.1 | NA | NA | NA | NA | NA | NA | 240 | 170 | 310 | 310 | 240 | 420 | NA | CN | 9021109000 | 84
30 | ADM Ankle Foot Orthosis | C-Pro Direct Ltd | YES | C-Pro Direct Ireland | HPRA | C-Pro Direct Ltd | MHRA | MDD / MDR | Class 1 | GS1 | 506059152ADMNA35 | GMDN | 36206 | Ankle/Foot Orthosis | 4GGREVA | ADM SANDAL SIZE 4 GREEN AND GREY RIGHT EVA | 5056293005760 | TBD 00000106 | 4 | RIGHT | NA | NA | NA | 113 | 122 | NA | EACH | EACH | 1 | 23 | 15 | 7 | 2415 | 0.1 | NA | NA | NA | NA | NA | NA | 240 | 170 | 310 | 310 | 240 | 420 | NA | CN | 9021109000 | 84
30 | ADM Ankle Foot Orthosis | C-Pro Direct Ltd | YES | C-Pro Direct Ireland | HPRA | C-Pro Direct Ltd | MHRA | MDD / MDR | Class 1 | GS1 | 506059152ADMNA35 | GMDN | 36206 | Ankle/Foot Orthosis | 5GGLEVA | ADM SANDAL SIZE 5 GREEN AND GREY LEFT EVA | 5056293005777 | TBD 00000107 | 5 | LEFT | NA | NA | NA | 123 | 132 | NA | EACH | EACH | 1 | 23 | 15 | 8 | 2760 | 0.2 | NA | NA | NA | NA | NA | NA | 310 | 240 | 420 | 420 | 310 | 490 | NA | CN | 9021109000 | 84
30 | ADM Ankle Foot Orthosis | C-Pro Direct Ltd | YES | C-Pro Direct Ireland | HPRA | C-Pro Direct Ltd | MHRA | MDD / MDR | Class 1 | GS1 | 506059152ADMNA35 | GMDN | 36206 | Ankle/Foot Orthosis | 5GGREVA | ADM SANDAL SIZE 5 GREEN AND GREY RIGHT EVA | 5056293005784 | TBD 00000108 | 5 | RIGHT | NA | NA | NA | 123 | 132 | NA | EACH | EACH | 1 | 23 | 15 | 8 | 2760 | 0.2 | NA | NA | NA | NA | NA | NA | 310 | 240 | 420 | 420 | 310 | 490 | NA | CN | 9021109000 | 84
30 | ADM Ankle Foot Orthosis | C-Pro Direct Ltd | YES | C-Pro Direct Ireland | HPRA | C-Pro Direct Ltd | MHRA | MDD / MDR | Class 1 | GS1 | 506059152ADMNA35 | GMDN | 36206 | Ankle/Foot Orthosis | 6GGLEVA | ADM SANDAL SIZE 6 GREEN AND GREY LEFT EVA | 5056293005791 | TBD 00000109 | 6 | LEFT | NA | NA | NA | 133 | 142 | NA | EACH | EACH | 1 | 23 | 15 | 8 | 2760 | 0.2 | NA | NA | NA | NA | NA | NA | 400 | 320 | 510 | 510 | 400 | 600 | NA | CN | 9021109000 | 84
30 | ADM Ankle Foot Orthosis | C-Pro Direct Ltd | YES | C-Pro Direct Ireland | HPRA | C-Pro Direct Ltd | MHRA | MDD / MDR | Class 1 | GS1 | 506059152ADMNA35 | GMDN | 36206 | Ankle/Foot Orthosis | 6GGREVA | ADM SANDAL SIZE 6 GREEN AND GREY RIGHT EVA | 5056293005807 | TBD 00000110 | 6 | RIGHT | NA | NA | NA | 133 | 142 | NA | EACH | EACH | 1 | 23 | 15 | 8 | 2760 | 0.2 | NA | NA | NA | NA | NA | NA | 400 | 320 | 510 | 510 | 400 | 600 | NA | CN | 9021109000 | 84
30 | ADM Ankle Foot Orthosis | C-Pro Direct Ltd | YES | C-Pro Direct Ireland | HPRA | C-Pro Direct Ltd | MHRA | MDD / MDR | Class 1 | GS1 | 506059152ADMNA35 | GMDN | 36206 | Ankle/Foot Orthosis | 7GGLEVA | ADM SANDAL SIZE 7 GREEN AND GREY LEFT EVA | 5056293005814 | TBD 00000111 | 7 | LEFT | NA | NA | NA | 143 | 152 | NA | EACH | EACH | 1 | 30 | 20 | 8 | 4800 | 0.2 | NA | NA | NA | NA | NA | NA | 510 | 400 | 600 | 600 | 510 | 780 | NA | CN | 9021109000 | 84
30 | ADM Ankle Foot Orthosis | C-Pro Direct Ltd | YES | C-Pro Direct Ireland | HPRA | C-Pro Direct Ltd | MHRA | MDD / MDR | Class 1 | GS1 | 506059152ADMNA35 | GMDN | 36206 | Ankle/Foot Orthosis | 7GGREVA | ADM SANDAL SIZE 7 GREEN AND GREY RIGHT EVA | 5056293005821 | TBD 00000112 | 7 | RIGHT | NA | NA | NA | 143 | 152 | NA | EACH | EACH | 1 | 30 | 20 | 8 | 4800 | 0.2 | NA | NA | NA | NA | NA | NA | 510 | 400 | 600 | 600 | 510 | 780 | NA | CN | 9021109000 | 84
30 | ADM Ankle Foot Orthosis | C-Pro Direct Ltd | YES | C-Pro Direct Ireland | HPRA | C-Pro Direct Ltd | MHRA | MDD / MDR | Class 1 | GS1 | 506059152ADMNA35 | GMDN | 36206 | Ankle/Foot Orthosis | 8GGLEVA | ADM SANDAL SIZE 8 GREEN AND GREY LEFT EVA | 5056293005838 | TBD 00000113 | 8 | LEFT | NA | NA | NA | 153 | 162 | NA | EACH | EACH | 1 | 30 | 20 | 9 | 5400 | 0.2 | NA | NA | NA | NA | NA | NA | 600 | 510 | 780 | 780 | 600 | 960 | NA | CN | 9021109000 | 84
30 | ADM Ankle Foot Orthosis | C-Pro Direct Ltd | YES | C-Pro Direct Ireland | HPRA | C-Pro Direct Ltd | MHRA | MDD / MDR | Class 1 | GS1 | 506059152ADMNA35 | GMDN | 36206 | Ankle/Foot Orthosis | 8GGREVA | ADM SANDAL SIZE 8 GREEN AND GREY RIGHT EVA | 5056293005845 | TBD 00000114 | 8 | RIGHT | NA | NA | NA | 153 | 162 | NA | EACH | EACH | 1 | 30 | 20 | 9 | 5400 | 0.2 | NA | NA | NA | NA | NA | NA | 600 | 510 | 780 | 780 | 600 | 960 | NA | CN | 9021109000 | 84
30 | ADM Ankle Foot Orthosis | C-Pro Direct Ltd | YES | C-Pro Direct Ireland | HPRA | C-Pro Direct Ltd | MHRA | MDD / MDR | Class 1 | GS1 | 506059152ADMNA35 | GMDN | 36206 | Ankle/Foot Orthosis | 9GGLEVA | ADM SANDAL SIZE 9 GREEN AND GREY LEFT EVA | 5056293005852 | TBD 00000115 | 9 | LEFT | NA | NA | NA | 163 | 172 | NA | EACH | EACH | 1 | 30 | 20 | 10 | 6000 | 0.3 | NA | NA | NA | NA | NA | NA | 780 | 600 | 960 | 960 | 780 | 1330 | NA | CN | 9021109000 | 84
30 | ADM Ankle Foot Orthosis | C-Pro Direct Ltd | YES | C-Pro Direct Ireland | HPRA | C-Pro Direct Ltd | MHRA | MDD / MDR | Class 1 | GS1 | 506059152ADMNA35 | GMDN | 36206 | Ankle/Foot Orthosis | 9GGREVA | ADM SANDAL SIZE 9 GREEN AND GREY RIGHT EVA | 5056293005869 | TBD 00000116 | 9 | RIGHT | NA | NA | NA | 163 | 172 | NA | EACH | EACH | 1 | 30 | 20 | 10 | 6000 | 0.3 | NA | NA | NA | NA | NA | NA | 780 | 600 | 960 | 960 | 780 | 1330 | NA | CN | 9021109000 | 84
31 | ADMs for ADM Modular System | C-Pro Direct Ltd | YES | C-Pro Direct Ireland | HPRA | C-Pro Direct Ltd | MHRA | MDD / MDR | Class 1 | GS1 | 506059152ADMNA35 | GMDN | 36206 | Ankle/Foot Orthosis | 110110GXSLN | 110STJ 110TTJ GREY EXTRA SMALL LEFT ADM | 5056293006880 | TBD 00000117 | XS | LEFT | NA | NA | NA | 103 | 132 | 160 | EACH | EACH | 1 | 22 | 10 | 10 | 2200 | 0.2 | NA | NA | GREY | 110 | 110 | NS | NA | NA | NA | NA | NA | NA | NA | GB | 9021109000 | 200
31 | ADMs for ADM Modular System | C-Pro Direct Ltd | YES | C-Pro Direct Ireland | HPRA | C-Pro Direct Ltd | MHRA | MDD / MDR | Class 1 | GS1 | 506059152ADMNA35 | GMDN | 36206 | Ankle/Foot Orthosis | 110110GXSRN | 110STJ 110TTJ GREY EXTRA SMALL RIGHT ADM | 5056293006897 | TBD 00000118 | XS | RIGHT | NA | NA | NA | 103 | 132 | 160 | EACH | EACH | 1 | 22 | 10 | 10 | 2200 | 0.2 | NA | NA | GREY | 110 | 110 | NS | NA | NA | NA | NA | NA | NA | NA | GB | 9021109000 | 200
31 | ADMs for ADM Modular System | C-Pro Direct Ltd | YES | C-Pro Direct Ireland | HPRA | C-Pro Direct Ltd | MHRA | MDD / MDR | Class 1 | GS1 | 506059152ADMNA35 | GMDN | 36206 | Ankle/Foot Orthosis | 110110GXXSLL | 110STJ 110TTJ GREY EXTRA EXTRA SMALL LEFT ADM LOW | 5056293016797 | TBD 00000119 | XXS LOW | LEFT | NA | NA | NA | 93 | 102 | 125 | EACH | EACH | 1 | 22 | 10 | 10 | 2200 | 0.2 | NA | NA | GREY | 110 | 110 | NS | NA | NA | NA | NA | NA | NA | NA | GB | 9021109000 | 200
31 | ADMs for ADM Modular System | C-Pro Direct Ltd | YES | C-Pro Direct Ireland | HPRA | C-Pro Direct Ltd | MHRA | MDD / MDR | Class 1 | GS1 | 506059152ADMNA35 | GMDN | 36206 | Ankle/Foot Orthosis | 110110GXXSLN | 110STJ 110TTJ GREY EXTRA EXTRA SMALL LEFT ADM | 5056293006903 | TBD 00000120 | XXS | LEFT | NA | NA | NA | 93 | 122 | 135 | EACH | EACH | 1 | 22 | 10 | 10 | 2200 | 0.2 | NA | NA | GREY | 110 | 110 | NS | NA | NA | NA | NA | NA | NA | NA | GB | 9021109000 | 200
31 | ADMs for ADM Modular System | C-Pro Direct Ltd | YES | C-Pro Direct Ireland | HPRA | C-Pro Direct Ltd | MHRA | MDD / MDR | Class 1 | GS1 | 506059152ADMNA35 | GMDN | 36206 | Ankle/Foot Orthosis | 110110GXXSRL | 110STJ 110TTJ GREY EXTRA EXTRA SMALL RIGHT ADM LOW | 5056293016803 | TBD 00000121 | XXS LOW | RIGHT | NA | NA | NA | 93 | 102 | 125 | EACH | EACH | 1 | 22 | 10 | 10 | 2200 | 0.2 | NA | NA | GREY | 110 | 110 | NS | NA | NA | NA | NA | NA | NA | NA | GB | 9021109000 | 200
31 | ADMs for ADM Modular System | C-Pro Direct Ltd | YES | C-Pro Direct Ireland | HPRA | C-Pro Direct Ltd | MHRA | MDD / MDR | Class 1 | GS1 | 506059152ADMNA35 | GMDN | 36206 | Ankle/Foot Orthosis | 110110GXXSRN | 110STJ 110TTJ GREY EXTRA EXTRA SMALL RIGHT ADM | 5056293006910 | TBD 00000122 | XXS | RIGHT | NA | NA | NA | 93 | 122 | 135 | EACH | EACH | 1 | 22 | 10 | 10 | 2200 | 0.2 | NA | NA | GREY | 110 | 110 | NS | NA | NA | NA | NA | NA | NA | NA | GB | 9021109000 | 200
31 | ADMs for ADM Modular System | C-Pro Direct Ltd | YES | C-Pro Direct Ireland | HPRA | C-Pro Direct Ltd | MHRA | MDD / MDR | Class 1 | GS1 | 506059152ADMNA35 | GMDN | 36206 | Ankle/Foot Orthosis | 110110GXXXSLL | 110STJ 110TTJ GREY XXX-Small LEFT ADM LOW | 5056293017312 | TBD 00000123 | XXXS LOW | LEFT | NA | NA | NA | 67 | 92 | 105 | EACH | EACH | 1 | 22 | 10 | 10 | 2200 | 0.2 | NA | NA | GREY | 110 | 110 | NS | NA | NA | NA | NA | NA | NA | NA | GB | 9021109000 | 200
31 | ADMs for ADM Modular System | C-Pro Direct Ltd | YES | C-Pro Direct Ireland | HPRA | C-Pro Direct Ltd | MHRA | MDD / MDR | Class 1 | GS1 | 506059152ADMNA35 | GMDN | 36206 | Ankle/Foot Orthosis | 110110GXXXSLN | 110STJ 110TTJ GREY XXX-Small LEFT ADM | 5056293010917 | TBD 00000124 | XXXS | LEFT | NA | NA | NA | 67 | 92 | 115 | EACH | EACH | 1 | 22 | 10 | 10 | 2200 | 0.2 | NA | NA | GREY | 110 | 110 | NS | NA | NA | NA | NA | NA | NA | NA | GB | 9021109000 | 200
31 | ADMs for ADM Modular System | C-Pro Direct Ltd | YES | C-Pro Direct Ireland | HPRA | C-Pro Direct Ltd | MHRA | MDD / MDR | Class 1 | GS1 | 506059152ADMNA35 | GMDN | 36206 | Ankle/Foot Orthosis | 110110GXXXSRL | 110STJ 110TTJ GREY XXX-Small RIGHT ADM LOW | 5056293017329 | TBD 00000125 | XXXS LOW | RIGHT | NA | NA | NA | 67 | 92 | 105 | EACH | EACH | 1 | 22 | 10 | 10 | 2200 | 0.2 | NA | NA | GREY | 110 | 110 | NS | NA | NA | NA | NA | NA | NA | NA | GB | 9021109000 | 200
31 | ADMs for ADM Modular System | C-Pro Direct Ltd | YES | C-Pro Direct Ireland | HPRA | C-Pro Direct Ltd | MHRA | MDD / MDR | Class 1 | GS1 | 506059152ADMNA35 | GMDN | 36206 | Ankle/Foot Orthosis | 110110GXXXSRN | 110STJ 110TTJ GREY XXX-Small RIGHT ADM | 5056293011174 | TBD 00000126 | XXXS | RIGHT | NA | NA | NA | 67 | 92 | 115 | EACH | EACH | 1 | 22 | 10 | 10 | 2200 | 0.2 | NA | NA | GREY | 110 | 110 | NS | NA | NA | NA | NA | NA | NA | NA | GB | 9021109000 | 200
31 | ADMs for ADM Modular System | C-Pro Direct Ltd | YES | C-Pro Direct Ireland | HPRA | C-Pro Direct Ltd | MHRA | MDD / MDR | Class 1 | GS1 | 506059152ADMNA35 | GMDN | 36206 | Ankle/Foot Orthosis | 110120GXXSLL | 110STJ 120TTJ GREY EXTRA EXTRA SMALL LEFT ADM LOW | 5056293016810 | TBD 00000127 | XXS LOW | LEFT | NA | NA | NA | 93 | 102 | 125 | EACH | EACH | 1 | 22 | 10 | 10 | 2200 | 0.2 | NA | NA | GREY | 110 | 120 | NS | NA | NA | NA | NA | NA | NA | NA | GB | 9021109000 | 200
31 | ADMs for ADM Modular System | C-Pro Direct Ltd | YES | C-Pro Direct Ireland | HPRA | C-Pro Direct Ltd | MHRA | MDD / MDR | Class 1 | GS1 | 506059152ADMNA35 | GMDN | 36206 | Ankle/Foot Orthosis | 110120GXXSLN | 110STJ 120TTJ GREY EXTRA EXTRA SMALL LEFT ADM | 5056293006927 | TBD 00000128 | XXS | LEFT | NA | NA | NA | 93 | 122 | 135 | EACH | EACH | 1 | 22 | 10 | 10 | 2200 | 0.2 | NA | NA | GREY | 110 | 120 | NS | NA | NA | NA | NA | NA | NA | NA | GB | 9021109000 | 200
31 | ADMs for ADM Modular System | C-Pro Direct Ltd | YES | C-Pro Direct Ireland | HPRA | C-Pro Direct Ltd | MHRA | MDD / MDR | Class 1 | GS1 | 506059152ADMNA35 | GMDN | 36206 | Ankle/Foot Orthosis | 110120GXXSRL | 110STJ 120TTJ GREY EXTRA EXTRA SMALL RIGHT ADM LOW | 5056293016827 | TBD 00000129 | XXS LOW | RIGHT | NA | NA | NA | 93 | 102 | 125 | EACH | EACH | 1 | 22 | 10 | 10 | 2200 | 0.2 | NA | NA | GREY | 110 | 120 | NS | NA | NA | NA | NA | NA | NA | NA | GB | 9021109000 | 200
31 | ADMs for ADM Modular System | C-Pro Direct Ltd | YES | C-Pro Direct Ireland | HPRA | C-Pro Direct Ltd | MHRA | MDD / MDR | Class 1 | GS1 | 506059152ADMNA35 | GMDN | 36206 | Ankle/Foot Orthosis | 110120GXXSRN | 110STJ 120TTJ GREY EXTRA EXTRA SMALL RIGHT ADM | 5056293006934 | TBD 00000130 | XXS | RIGHT | NA | NA | NA | 93 | 122 | 135 | EACH | EACH | 1 | 22 | 10 | 10 | 2200 | 0.2 | NA | NA | GREY | 110 | 120 | NS | NA | NA | NA | NA | NA | NA | NA | GB | 9021109000 | 200
31 | ADMs for ADM Modular System | C-Pro Direct Ltd | YES | C-Pro Direct Ireland | HPRA | C-Pro Direct Ltd | MHRA | MDD / MDR | Class 1 | GS1 | 506059152ADMNA35 | GMDN | 36206 | Ankle/Foot Orthosis | 110170GXXSLL | 110STJ 170TTJ GREY EXTRA EXTRA SMALL LEFT ADM LOW | 5056293016834 | TBD 00000131 | XXS LOW | LEFT | NA | NA | NA | 93 | 102 | 125 | EACH | EACH | 1 | 22 | 10 | 10 | 2200 | 0.2 | NA | NA | GREY | 110 | 170 | NS | NA | NA | NA | NA | NA | NA | NA | GB | 9021109000 | 200
31 | ADMs for ADM Modular System | C-Pro Direct Ltd | YES | C-Pro Direct Ireland | HPRA | C-Pro Direct Ltd | MHRA | MDD / MDR | Class 1 | GS1 | 506059152ADMNA35 | GMDN | 36206 | Ankle/Foot Orthosis | 110170GXXSLN | 110STJ 170TTJ GREY EXTRA EXTRA SMALL LEFT ADM | 5056293006941 | TBD 00000132 | XXS | LEFT | NA | NA | NA | 93 | 122 | 135 | EACH | EACH | 1 | 22 | 10 | 10 | 2200 | 0.2 | NA | NA | GREY | 110 | 170 | NS | NA | NA | NA | NA | NA | NA | NA | GB | 9021109000 | 200
31 | ADMs for ADM Modular System | C-Pro Direct Ltd | YES | C-Pro Direct Ireland | HPRA | C-Pro Direct Ltd | MHRA | MDD / MDR | Class 1 | GS1 | 506059152ADMNA35 | GMDN | 36206 | Ankle/Foot Orthosis | 110170GXXSRL | 110STJ 170TTJ GREY EXTRA EXTRA SMALL RIGHT ADM LOW | 5056293016841 | TBD 00000133 | XXS LOW | RIGHT | NA | NA | NA | 93 | 102 | 125 | EACH | EACH | 1 | 22 | 10 | 10 | 2200 | 0.2 | NA | NA | GREY | 110 | 170 | NS | NA | NA | NA | NA | NA | NA | NA | GB | 9021109000 | 200
31 | ADMs for ADM Modular System | C-Pro Direct Ltd | YES | C-Pro Direct Ireland | HPRA | C-Pro Direct Ltd | MHRA | MDD / MDR | Class 1 | GS1 | 506059152ADMNA35 | GMDN | 36206 | Ankle/Foot Orthosis | 110170GXXSRN | 110STJ 170TTJ GREY EXTRA EXTRA SMALL RIGHT ADM | 5056293006958 | TBD 00000134 | XXS | RIGHT | NA | NA | NA | 93 | 122 | 135 | EACH | EACH | 1 | 22 | 10 | 10 | 2200 | 0.2 | NA | NA | GREY | 110 | 170 | NS | NA | NA | NA | NA | NA | NA | NA | GB | 9021109000 | 200
31 | ADMs for ADM Modular System | C-Pro Direct Ltd | YES | C-Pro Direct Ireland | HPRA | C-Pro Direct Ltd | MHRA | MDD / MDR | Class 1 | GS1 | 506059152ADMNA35 | GMDN | 36206 | Ankle/Foot Orthosis | 11070GXXSLL | 110STJ 70TTJ GREY EXTRA EXTRA SMALL LEFT ADM LOW | 5056293016858 | TBD 00000135 | XXS LOW | LEFT | NA | NA | NA | 93 | 102 | 125 | EACH | EACH | 1 | 22 | 10 | 10 | 2200 | 0.2 | NA | NA | GREY | 110 | 70 | NS | NA | NA | NA | NA | NA | NA | NA | GB | 9021109000 | 200
31 | ADMs for ADM Modular System | C-Pro Direct Ltd | YES | C-Pro Direct Ireland | HPRA | C-Pro Direct Ltd | MHRA | MDD / MDR | Class 1 | GS1 | 506059152ADMNA35 | GMDN | 36206 | Ankle/Foot Orthosis | 11070GXXSLN | 110STJ 70TTJ GREY EXTRA EXTRA SMALL LEFT ADM | 5056293006965 | TBD 00000136 | XXS | LEFT | NA | NA | NA | 93 | 122 | 135 | EACH | EACH | 1 | 22 | 10 | 10 | 2200 | 0.2 | NA | NA | GREY | 110 | 70 | NS | NA | NA | NA | NA | NA | NA | NA | GB | 9021109000 | 200
31 | ADMs for ADM Modular System | C-Pro Direct Ltd | YES | C-Pro Direct Ireland | HPRA | C-Pro Direct Ltd | MHRA | MDD / MDR | Class 1 | GS1 | 506059152ADMNA35 | GMDN | 36206 | Ankle/Foot Orthosis | 11070GXXSRL | 110STJ 70TTJ GREY EXTRA EXTRA SMALL RIGHT ADM LOW | 5056293016865 | TBD 00000137 | XXS LOW | RIGHT | NA | NA | NA | 93 | 102 | 125 | EACH | EACH | 1 | 22 | 10 | 10 | 2200 | 0.2 | NA | NA | GREY | 110 | 70 | NS | NA | NA | NA | NA | NA | NA | NA | GB | 9021109000 | 200
31 | ADMs for ADM Modular System | C-Pro Direct Ltd | YES | C-Pro Direct Ireland | HPRA | C-Pro Direct Ltd | MHRA | MDD / MDR | Class 1 | GS1 | 506059152ADMNA35 | GMDN | 36206 | Ankle/Foot Orthosis | 11070GXXSRN | 110STJ 70TTJ GREY EXTRA EXTRA SMALL RIGHT ADM | 5056293006972 | TBD 00000138 | XXS | RIGHT | NA | NA | NA | 93 | 122 | 135 | EACH | EACH | 1 | 22 | 10 | 10 | 2200 | 0.2 | NA | NA | GREY | 110 | 70 | NS | NA | NA | NA | NA | NA | NA | NA | GB | 9021109000 | 200
31 | ADMs for ADM Modular System | C-Pro Direct Ltd | YES | C-Pro Direct Ireland | HPRA | C-Pro Direct Ltd | MHRA | MDD / MDR | Class 1 | GS1 | 506059152ADMNA35 | GMDN | 36206 | Ankle/Foot Orthosis | 11070GXXXSLL | 110STJ 70TTJ GREY XXX-Small LEFT ADM LOW | 5056293017336 | TBD 00000139 | XXXS LOW | LEFT | NA | NA | NA | 67 | 92 | 105 | EACH | EACH | 1 | 22 | 10 | 10 | 2200 | 0.2 | NA | NA | GREY | 110 | 70 | NS | NA | NA | NA | NA | NA | NA | NA | GB | 9021109000 | 200
31 | ADMs for ADM Modular System | C-Pro Direct Ltd | YES | C-Pro Direct Ireland | HPRA | C-Pro Direct Ltd | MHRA | MDD / MDR | Class 1 | GS1 | 506059152ADMNA35 | GMDN | 36206 | Ankle/Foot Orthosis | 11070GXXXSLN | 110STJ 70TTJ GREY XXX-Small LEFT ADM | 5056293010900 | TBD 00000140 | XXXS | LEFT | NA | NA | NA | 67 | 92 | 115 | EACH | EACH | 1 | 22 | 10 | 10 | 2200 | 0.2 | NA | NA | GREY | 110 | 70 | NS | NA | NA | NA | NA | NA | NA | NA | GB | 9021109000 | 200
31 | ADMs for ADM Modular System | C-Pro Direct Ltd | YES | C-Pro Direct Ireland | HPRA | C-Pro Direct Ltd | MHRA | MDD / MDR | Class 1 | GS1 | 506059152ADMNA35 | GMDN | 36206 | Ankle/Foot Orthosis | 11070GXXXSRL | 110STJ 70TTJ GREY XXX-Small RIGHT ADM LOW | 5056293017343 | TBD 00000141 | XXXS LOW | RIGHT | NA | NA | NA | 67 | 92 | 105 | EACH | EACH | 1 | 22 | 10 | 10 | 2200 | 0.2 | NA | NA | GREY | 110 | 70 | NS | NA | NA | NA | NA | NA | NA | NA | GB | 9021109000 | 200
31 | ADMs for ADM Modular System | C-Pro Direct Ltd | YES | C-Pro Direct Ireland | HPRA | C-Pro Direct Ltd | MHRA | MDD / MDR | Class 1 | GS1 | 506059152ADMNA35 | GMDN | 36206 | Ankle/Foot Orthosis | 11070GXXXSRN | 110STJ 70TTJ GREY XXX-Small RIGHT ADM | 5056293011167 | TBD 00000142 | XXXS | RIGHT | NA | NA | NA | 67 | 92 | 115 | EACH | EACH | 1 | 22 | 10 | 10 | 2200 | 0.2 | NA | NA | GREY | 110 | 70 | NS | NA | NA | NA | NA | NA | NA | NA | GB | 9021109000 | 200
31 | ADMs for ADM Modular System | C-Pro Direct Ltd | YES | C-Pro Direct Ireland | HPRA | C-Pro Direct Ltd | MHRA | MDD / MDR | Class 1 | GS1 | 506059152ADMNA35 | GMDN | 36206 | Ankle/Foot Orthosis | 11090GXXSLL | 110STJ 90TTJ GREY EXTRA EXTRA SMALL LEFT ADM LOW | 5056293016872 | TBD 00000143 | XXS LOW | LEFT | NA | NA | NA | 93 | 102 | 125 | EACH | EACH | 1 | 22 | 10 | 10 | 2200 | 0.2 | NA | NA | GREY | 110 | 90 | NS | NA | NA | NA | NA | NA | NA | NA | GB | 9021109000 | 200
31 | ADMs for ADM Modular System | C-Pro Direct Ltd | YES | C-Pro Direct Ireland | HPRA | C-Pro Direct Ltd | MHRA | MDD / MDR | Class 1 | GS1 | 506059152ADMNA35 | GMDN | 36206 | Ankle/Foot Orthosis | 11090GXXSLN | 110STJ 90TTJ GREY EXTRA EXTRA SMALL LEFT ADM | 5056293006989 | TBD 00000144 | XXS | LEFT | NA | NA | NA | 93 | 122 | 135 | EACH | EACH | 1 | 22 | 10 | 10 | 2200 | 0.2 | NA | NA | GREY | 110 | 90 | NS | NA | NA | NA | NA | NA | NA | NA | GB | 9021109000 | 200
31 | ADMs for ADM Modular System | C-Pro Direct Ltd | YES | C-Pro Direct Ireland | HPRA | C-Pro Direct Ltd | MHRA | MDD / MDR | Class 1 | GS1 | 506059152ADMNA35 | GMDN | 36206 | Ankle/Foot Orthosis | 11090GXXSRL | 110STJ 90TTJ GREY EXTRA EXTRA SMALL RIGHT ADM LOW | 5056293016889 | TBD 00000145 | XXS LOW | RIGHT | NA | NA | NA | 93 | 102 | 125 | EACH | EACH | 1 | 22 | 10 | 10 | 2200 | 0.2 | NA | NA | GREY | 110 | 90 | NS | NA | NA | NA | NA | NA | NA | NA | GB | 9021109000 | 200
31 | ADMs for ADM Modular System | C-Pro Direct Ltd | YES | C-Pro Direct Ireland | HPRA | C-Pro Direct Ltd | MHRA | MDD / MDR | Class 1 | GS1 | 506059152ADMNA35 | GMDN | 36206 | Ankle/Foot Orthosis | 11090GXXSRN | 110STJ 90TTJ GREY EXTRA EXTRA SMALL RIGHT ADM | 5056293006996 | TBD 00000146 | XXS | RIGHT | NA | NA | NA | 93 | 122 | 135 | EACH | EACH | 1 | 22 | 10 | 10 | 2200 | 0.2 | NA | NA | GREY | 110 | 90 | NS | NA | NA | NA | NA | NA | NA | NA | GB | 9021109000 | 200
31 | ADMs for ADM Modular System | C-Pro Direct Ltd | YES | C-Pro Direct Ireland | HPRA | C-Pro Direct Ltd | MHRA | MDD / MDR | Class 1 | GS1 | 506059152ADMNA35 | GMDN | 36206 | Ankle/Foot Orthosis | 11090GXXXSLL | 110STJ 90TTJ GREY XXX-Small LEFT ADM LOW | 5056293017350 | TBD 00000147 | XXXS LOW | LEFT | NA | NA | NA | 67 | 92 | 105 | EACH | EACH | 1 | 22 | 10 | 10 | 2200 | 0.2 | NA | NA | GREY | 110 | 90 | NS | NA | NA | NA | NA | NA | NA | NA | GB | 9021109000 | 200
31 | ADMs for ADM Modular System | C-Pro Direct Ltd | YES | C-Pro Direct Ireland | HPRA | C-Pro Direct Ltd | MHRA | MDD / MDR | Class 1 | GS1 | 506059152ADMNA35 | GMDN | 36206 | Ankle/Foot Orthosis | 11090GXXXSLN | 110STJ 90TTJ GREY XXX-Small LEFT ADM | 5056293010894 | TBD 00000148 | XXXS | LEFT | NA | NA | NA | 67 | 92 | 115 | EACH | EACH | 1 | 22 | 10 | 10 | 2200 | 0.2 | NA | NA | GREY | 110 | 90 | NS | NA | NA | NA | NA | NA | NA | NA | GB | 9021109000 | 200
31 | ADMs for ADM Modular System | C-Pro Direct Ltd | YES | C-Pro Direct Ireland | HPRA | C-Pro Direct Ltd | MHRA | MDD / MDR | Class 1 | GS1 | 506059152ADMNA35 | GMDN | 36206 | Ankle/Foot Orthosis | 11090GXXXSRL | 110STJ 90TTJ GREY XXX-Small RIGHT ADM LOW | 5056293017367 | TBD 00000149 | XXXS LOW | RIGHT | NA | NA | NA | 67 | 92 | 105 | EACH | EACH | 1 | 22 | 10 | 10 | 2200 | 0.2 | NA | NA | GREY | 110 | 90 | NS | NA | NA | NA | NA | NA | NA | NA | GB | 9021109000 | 200
31 | ADMs for ADM Modular System | C-Pro Direct Ltd | YES | C-Pro Direct Ireland | HPRA | C-Pro Direct Ltd | MHRA | MDD / MDR | Class 1 | GS1 | 506059152ADMNA35 | GMDN | 36206 | Ankle/Foot Orthosis | 11090GXXXSRN | 110STJ 90TTJ GREY XXX-Small RIGHT ADM | 5056293011150 | TBD 00000150 | XXXS | RIGHT | NA | NA | NA | 67 | 92 | 115 | EACH | EACH | 1 | 22 | 10 | 10 | 2200 | 0.2 | NA | NA | GREY | 110 | 90 | NS | NA | NA | NA | NA | NA | NA | NA | GB | 9021109000 | 200
31 | ADMs for ADM Modular System | C-Pro Direct Ltd | YES | C-Pro Direct Ireland | HPRA | C-Pro Direct Ltd | MHRA | MDD / MDR | Class 1 | GS1 | 506059152ADMNA35 | GMDN | 36206 | Ankle/Foot Orthosis | 120110GXXSLL | 120STJ 110TTJ GREY EXTRA EXTRA SMALL LEFT ADM LOW | 5056293016896 | TBD 00000151 | XXS LOW | LEFT | NA | NA | NA | 93 | 102 | 125 | EACH | EACH | 1 | 22 | 10 | 10 | 2200 | 0.2 | NA | NA | GREY | 120 | 110 | NS | NA | NA | NA | NA | NA | NA | NA | GB | 9021109000 | 200
31 | ADMs for ADM Modular System | C-Pro Direct Ltd | YES | C-Pro Direct Ireland | HPRA | C-Pro Direct Ltd | MHRA | MDD / MDR | Class 1 | GS1 | 506059152ADMNA35 | GMDN | 36206 | Ankle/Foot Orthosis | 120110GXXSLN | 120STJ 110TTJ GREY EXTRA EXTRA SMALL LEFT ADM | 5056293007009 | TBD 00000152 | XXS | LEFT | NA | NA | NA | 93 | 122 | 135 | EACH | EACH | 1 | 22 | 10 | 10 | 2200 | 0.2 | NA | NA | GREY | 120 | 110 | NS | NA | NA | NA | NA | NA | NA | NA | GB | 9021109000 | 200
31 | ADMs for ADM Modular System | C-Pro Direct Ltd | YES | C-Pro Direct Ireland | HPRA | C-Pro Direct Ltd | MHRA | MDD / MDR | Class 1 | GS1 | 506059152ADMNA35 | GMDN | 36206 | Ankle/Foot Orthosis | 120110GXXSRL | 120STJ 110TTJ GREY EXTRA EXTRA SMALL RIGHT ADM LOW | 5056293016902 | TBD 00000153 | XXS LOW | RIGHT | NA | NA | NA | 93 | 102 | 125 | EACH | EACH | 1 | 22 | 10 | 10 | 2200 | 0.2 | NA | NA | GREY | 120 | 110 | NS | NA | NA | NA | NA | NA | NA | NA | GB | 9021109000 | 200
31 | ADMs for ADM Modular System | C-Pro Direct Ltd | YES | C-Pro Direct Ireland | HPRA | C-Pro Direct Ltd | MHRA | MDD / MDR | Class 1 | GS1 | 506059152ADMNA35 | GMDN | 36206 | Ankle/Foot Orthosis | 120110GXXSRN | 120STJ 110TTJ GREY EXTRA EXTRA SMALL RIGHT ADM | 5056293007016 | TBD 00000154 | XXS | RIGHT | NA | NA | NA | 93 | 122 | 135 | EACH | EACH | 1 | 22 | 10 | 10 | 2200 | 0.2 | NA | NA | GREY | 120 | 110 | NS | NA | NA | NA | NA | NA | NA | NA | GB | 9021109000 | 200
31 | ADMs for ADM Modular System | C-Pro Direct Ltd | YES | C-Pro Direct Ireland | HPRA | C-Pro Direct Ltd | MHRA | MDD / MDR | Class 1 | GS1 | 506059152ADMNA35 | GMDN | 36206 | Ankle/Foot Orthosis | 120120GSLN | 120STJ 120TTJ GREY SMALL LEFT ADM | 5056293007023 | TBD 00000155 | S | LEFT | NA | NA | NA | 123 | 132 | 185 | EACH | EACH | 1 | 22 | 10 | 10 | 2200 | 0.2 | NA | NA | GREY | 120 | 120 | NS | NA | NA | NA | NA | NA | NA | NA | GB | 9021109000 | 200
31 | ADMs for ADM Modular System | C-Pro Direct Ltd | YES | C-Pro Direct Ireland | HPRA | C-Pro Direct Ltd | MHRA | MDD / MDR | Class 1 | GS1 | 506059152ADMNA35 | GMDN | 36206 | Ankle/Foot Orthosis | 120120GSRN | 120STJ 120TTJ GREY SMALL RIGHT ADM | 5056293007030 | TBD 00000156 | S | RIGHT | NA | NA | NA | 123 | 132 | 185 | EACH | EACH | 1 | 22 | 10 | 10 | 2200 | 0.2 | NA | NA | GREY | 120 | 120 | NS | NA | NA | NA | NA | NA | NA | NA | GB | 9021109000 | 200
31 | ADMs for ADM Modular System | C-Pro Direct Ltd | YES | C-Pro Direct Ireland | HPRA | C-Pro Direct Ltd | MHRA | MDD / MDR | Class 1 | GS1 | 506059152ADMNA35 | GMDN | 36206 | Ankle/Foot Orthosis | 120120GXSLN | 120STJ 120TTJ GREY EXTRA SMALL LEFT ADM | 5056293007047 | TBD 00000157 | XS | LEFT | NA | NA | NA | 103 | 132 | 160 | EACH | EACH | 1 | 22 | 10 | 10 | 2200 | 0.2 | NA | NA | GREY | 120 | 120 | NS | NA | NA | NA | NA | NA | NA | NA | GB | 9021109000 | 200
31 | ADMs for ADM Modular System | C-Pro Direct Ltd | YES | C-Pro Direct Ireland | HPRA | C-Pro Direct Ltd | MHRA | MDD / MDR | Class 1 | GS1 | 506059152ADMNA35 | GMDN | 36206 | Ankle/Foot Orthosis | 120120GXSRN | 120STJ 120TTJ GREY EXTRA SMALL RIGHT ADM | 5056293007054 | TBD 00000158 | XS | RIGHT | NA | NA | NA | 103 | 132 | 160 | EACH | EACH | 1 | 22 | 10 | 10 | 2200 | 0.2 | NA | NA | GREY | 120 | 120 | NS | NA | NA | NA | NA | NA | NA | NA | GB | 9021109000 | 200
31 | ADMs for ADM Modular System | C-Pro Direct Ltd | YES | C-Pro Direct Ireland | HPRA | C-Pro Direct Ltd | MHRA | MDD / MDR | Class 1 | GS1 | 506059152ADMNA35 | GMDN | 36206 | Ankle/Foot Orthosis | 120120GXXSLL | 120STJ 120TTJ GREY EXTRA EXTRA SMALL LEFT ADM LOW | 5056293016919 | TBD 00000159 | XXS LOW | LEFT | NA | NA | NA | 93 | 102 | 125 | EACH | EACH | 1 | 22 | 10 | 10 | 2200 | 0.2 | NA | NA | GREY | 120 | 120 | NS | NA | NA | NA | NA | NA | NA | NA | GB | 9021109000 | 200
31 | ADMs for ADM Modular System | C-Pro Direct Ltd | YES | C-Pro Direct Ireland | HPRA | C-Pro Direct Ltd | MHRA | MDD / MDR | Class 1 | GS1 | 506059152ADMNA35 | GMDN | 36206 | Ankle/Foot Orthosis | 120120GXXSLN | 120STJ 120TTJ GREY EXTRA EXTRA SMALL LEFT ADM | 5056293007061 | TBD 00000160 | XXS | LEFT | NA | NA | NA | 93 | 122 | 135 | EACH | EACH | 1 | 22 | 10 | 10 | 2200 | 0.2 | NA | NA | GREY | 120 | 120 | NS | NA | NA | NA | NA | NA | NA | NA | GB | 9021109000 | 200
31 | ADMs for ADM Modular System | C-Pro Direct Ltd | YES | C-Pro Direct Ireland | HPRA | C-Pro Direct Ltd | MHRA | MDD / MDR | Class 1 | GS1 | 506059152ADMNA35 | GMDN | 36206 | Ankle/Foot Orthosis | 120120GXXSRL | 120STJ 120TTJ GREY EXTRA EXTRA SMALL RIGHT ADM LOW | 5056293016926 | TBD 00000161 | XXS LOW | RIGHT | NA | NA | NA | 93 | 102 | 125 | EACH | EACH | 1 | 22 | 10 | 10 | 2200 | 0.2 | NA | NA | GREY | 120 | 120 | NS | NA | NA | NA | NA | NA | NA | NA | GB | 9021109000 | 200
31 | ADMs for ADM Modular System | C-Pro Direct Ltd | YES | C-Pro Direct Ireland | HPRA | C-Pro Direct Ltd | MHRA | MDD / MDR | Class 1 | GS1 | 506059152ADMNA35 | GMDN | 36206 | Ankle/Foot Orthosis | 120120GXXSRN | 120STJ 120TTJ GREY EXTRA EXTRA SMALL RIGHT ADM | 5056293007078 | TBD 00000162 | XXS | RIGHT | NA | NA | NA | 93 | 122 | 135 | EACH | EACH | 1 | 22 | 10 | 10 | 2200 | 0.2 | NA | NA | GREY | 120 | 120 | NS | NA | NA | NA | NA | NA | NA | NA | GB | 9021109000 | 200
31 | ADMs for ADM Modular System | C-Pro Direct Ltd | YES | C-Pro Direct Ireland | HPRA | C-Pro Direct Ltd | MHRA | MDD / MDR | Class 1 | GS1 | 506059152ADMNA35 | GMDN | 36206 | Ankle/Foot Orthosis | 120120GXXXSLL | 120STJ 120TTJ GREY XXX-Small LEFT ADM LOW | 5056293017374 | TBD 00000163 | XXXS LOW | LEFT | NA | NA | NA | 67 | 92 | 105 | EACH | EACH | 1 | 22 | 10 | 10 | 2200 | 0.2 | NA | NA | GREY | 120 | 120 | NS | NA | NA | NA | NA | NA | NA | NA | GB | 9021109000 | 200
31 | ADMs for ADM Modular System | C-Pro Direct Ltd | YES | C-Pro Direct Ireland | HPRA | C-Pro Direct Ltd | MHRA | MDD / MDR | Class 1 | GS1 | 506059152ADMNA35 | GMDN | 36206 | Ankle/Foot Orthosis | 120120GXXXSLN | 120STJ 120TTJ GREY XXX-Small LEFT ADM | 5056293010924 | TBD 00000164 | XXXS | LEFT | NA | NA | NA | 67 | 92 | 115 | EACH | EACH | 1 | 22 | 10 | 10 | 2200 | 0.2 | NA | NA | GREY | 120 | 120 | STD | NA | NA | NA | NA | NA | NA | NA | GB | 9021109000 | 200
31 | ADMs for ADM Modular System | C-Pro Direct Ltd | YES | C-Pro Direct Ireland | HPRA | C-Pro Direct Ltd | MHRA | MDD / MDR | Class 1 | GS1 | 506059152ADMNA35 | GMDN | 36206 | Ankle/Foot Orthosis | 120120GXXXSRL | 120STJ 120TTJ GREY XXX-Small RIGHT ADM LOW | 5056293017381 | TBD 00000165 | XXXS LOW | RIGHT | NA | NA | NA | 67 | 92 | 105 | EACH | EACH | 1 | 22 | 10 | 10 | 2200 | 0.2 | NA | NA | GREY | 120 | 120 | NS | NA | NA | NA | NA | NA | NA | NA | GB | 9021109000 | 200
31 | ADMs for ADM Modular System | C-Pro Direct Ltd | YES | C-Pro Direct Ireland | HPRA | C-Pro Direct Ltd | MHRA | MDD / MDR | Class 1 | GS1 | 506059152ADMNA35 | GMDN | 36206 | Ankle/Foot Orthosis | 120120GXXXSRN | 120STJ 120TTJ GREY XXX-Small RIGHT ADM | 5056293011181 | TBD 00000166 | XXXS | RIGHT | NA | NA | NA | 67 | 92 | 115 | EACH | EACH | 1 | 22 | 10 | 10 | 2200 | 0.2 | NA | NA | GREY | 120 | 120 | STD | NA | NA | NA | NA | NA | NA | NA | GB | 9021109000 | 200
31 | ADMs for ADM Modular System | C-Pro Direct Ltd | YES | C-Pro Direct Ireland | HPRA | C-Pro Direct Ltd | MHRA | MDD / MDR | Class 1 | GS1 | 506059152ADMNA35 | GMDN | 36206 | Ankle/Foot Orthosis | 120170GSLN | 120STJ 170TTJ GREY SMALL LEFT ADM | 5056293021272 | TBD 00000166a | S | LEFT | NA | NA | NA | 123 | 132 | 185 | EACH | EACH | 1 | 22 | 10 | 10 | 2200 | 0.2 | NA | NA | GREY | 120 | 170 | NS | NA | NA | NA | NA | NA | NA | NA | GB | 9021109000 | 200
31 | ADMs for ADM Modular System | C-Pro Direct Ltd | YES | C-Pro Direct Ireland | HPRA | C-Pro Direct Ltd | MHRA | MDD / MDR | Class 1 | GS1 | 506059152ADMNA35 | GMDN | 36206 | Ankle/Foot Orthosis | 120170GSRN | 120STJ 170TTJ GREY SMALL RIGHT ADM | 5056293007085 | TBD 00000167 | S | RIGHT | NA | NA | NA | 123 | 132 | 185 | EACH | EACH | 1 | 22 | 10 | 10 | 2200 | 0.2 | NA | NA | GREY | 120 | 170 | NS | NA | NA | NA | NA | NA | NA | NA | GB | 9021109000 | 200
31 | ADMs for ADM Modular System | C-Pro Direct Ltd | YES | C-Pro Direct Ireland | HPRA | C-Pro Direct Ltd | MHRA | MDD / MDR | Class 1 | GS1 | 506059152ADMNA35 | GMDN | 36206 | Ankle/Foot Orthosis | 120170GXSLN | 120STJ 170TTJ GREY EXTRA SMALL LEFT ADM | 5056293007092 | TBD 00000168 | XS | LEFT | NA | NA | NA | 103 | 132 | 160 | EACH | EACH | 1 | 22 | 10 | 10 | 2200 | 0.2 | NA | NA | GREY | 120 | 170 | NS | NA | NA | NA | NA | NA | NA | NA | GB | 9021109000 | 200
31 | ADMs for ADM Modular System | C-Pro Direct Ltd | YES | C-Pro Direct Ireland | HPRA | C-Pro Direct Ltd | MHRA | MDD / MDR | Class 1 | GS1 | 506059152ADMNA35 | GMDN | 36206 | Ankle/Foot Orthosis | 120170GXSRN | 120STJ 170TTJ GREY EXTRA SMALL RIGHT ADM | 5056293007108 | TBD 00000169 | XS | RIGHT | NA | NA | NA | 103 | 132 | 160 | EACH | EACH | 1 | 22 | 10 | 10 | 2200 | 0.2 | NA | NA | GREY | 120 | 170 | NS | NA | NA | NA | NA | NA | NA | NA | GB | 9021109000 | 200
31 | ADMs for ADM Modular System | C-Pro Direct Ltd | YES | C-Pro Direct Ireland | HPRA | C-Pro Direct Ltd | MHRA | MDD / MDR | Class 1 | GS1 | 506059152ADMNA35 | GMDN | 36206 | Ankle/Foot Orthosis | 120170GXXSLL | 120STJ 170TTJ GREY EXTRA EXTRA SMALL LEFT ADM LOW | 5056293016933 | TBD 00000170 | XXS LOW | LEFT | NA | NA | NA | 93 | 102 | 125 | EACH | EACH | 1 | 22 | 10 | 10 | 2200 | 0.2 | NA | NA | GREY | 120 | 170 | NS | NA | NA | NA | NA | NA | NA | NA | GB | 9021109000 | 200
31 | ADMs for ADM Modular System | C-Pro Direct Ltd | YES | C-Pro Direct Ireland | HPRA | C-Pro Direct Ltd | MHRA | MDD / MDR | Class 1 | GS1 | 506059152ADMNA35 | GMDN | 36206 | Ankle/Foot Orthosis | 120170GXXSLN | 120STJ 170TTJ GREY EXTRA EXTRA SMALL LEFT ADM | 5056293007115 | TBD 00000171 | XXS | LEFT | NA | NA | NA | 93 | 122 | 135 | EACH | EACH | 1 | 22 | 10 | 10 | 2200 | 0.2 | NA | NA | GREY | 120 | 170 | NS | NA | NA | NA | NA | NA | NA | NA | GB | 9021109000 | 200
31 | ADMs for ADM Modular System | C-Pro Direct Ltd | YES | C-Pro Direct Ireland | HPRA | C-Pro Direct Ltd | MHRA | MDD / MDR | Class 1 | GS1 | 506059152ADMNA35 | GMDN | 36206 | Ankle/Foot Orthosis | 120170GXXSRL | 120STJ 170TTJ GREY EXTRA EXTRA SMALL RIGHT ADM LOW | 5056293016940 | TBD 00000172 | XXS LOW | RIGHT | NA | NA | NA | 93 | 102 | 125 | EACH | EACH | 1 | 22 | 10 | 10 | 2200 | 0.2 | NA | NA | GREY | 120 | 170 | NS | NA | NA | NA | NA | NA | NA | NA | GB | 9021109000 | 200
31 | ADMs for ADM Modular System | C-Pro Direct Ltd | YES | C-Pro Direct Ireland | HPRA | C-Pro Direct Ltd | MHRA | MDD / MDR | Class 1 | GS1 | 506059152ADMNA35 | GMDN | 36206 | Ankle/Foot Orthosis | 120170GXXSRN | 120STJ 170TTJ GREY EXTRA EXTRA SMALL RIGHT ADM | 5056293007122 | TBD 00000173 | XXS | RIGHT | NA | NA | NA | 93 | 122 | 135 | EACH | EACH | 1 | 22 | 10 | 10 | 2200 | 0.2 | NA | NA | GREY | 120 | 170 | NS | NA | NA | NA | NA | NA | NA | NA | GB | 9021109000 | 200
31 | ADMs for ADM Modular System | C-Pro Direct Ltd | YES | C-Pro Direct Ireland | HPRA | C-Pro Direct Ltd | MHRA | MDD / MDR | Class 1 | GS1 | 506059152ADMNA35 | GMDN | 36206 | Ankle/Foot Orthosis | 120170GXXXSLL | 120STJ 170TTJ GREY XXX-Small LEFT ADM LOW | 5056293017398 | TBD 00000174 | XXXS LOW | LEFT | NA | NA | NA | 67 | 92 | 105 | EACH | EACH | 1 | 22 | 10 | 10 | 2200 | 0.2 | NA | NA | GREY | 120 | 170 | NS | NA | NA | NA | NA | NA | NA | NA | GB | 9021109000 | 200
31 | ADMs for ADM Modular System | C-Pro Direct Ltd | YES | C-Pro Direct Ireland | HPRA | C-Pro Direct Ltd | MHRA | MDD / MDR | Class 1 | GS1 | 506059152ADMNA35 | GMDN | 36206 | Ankle/Foot Orthosis | 120170GXXXSLN | 120STJ 170TTJ GREY XXX-Small LEFT ADM | 5056293010948 | TBD 00000175 | XXXS | LEFT | NA | NA | NA | 67 | 92 | 115 | EACH | EACH | 1 | 22 | 10 | 10 | 2200 | 0.2 | NA | NA | GREY | 120 | 170 | NS | NA | NA | NA | NA | NA | NA | NA | GB | 9021109000 | 200
31 | ADMs for ADM Modular System | C-Pro Direct Ltd | YES | C-Pro Direct Ireland | HPRA | C-Pro Direct Ltd | MHRA | MDD / MDR | Class 1 | GS1 | 506059152ADMNA35 | GMDN | 36206 | Ankle/Foot Orthosis | 120170GXXXSRL | 120STJ 170TTJ GREY XXX-Small RIGHT ADM LOW | 5056293017404 | TBD 00000176 | XXXS LOW | RIGHT | NA | NA | NA | 67 | 92 | 105 | EACH | EACH | 1 | 22 | 10 | 10 | 2200 | 0.2 | NA | NA | GREY | 120 | 170 | NS | NA | NA | NA | NA | NA | NA | NA | GB | 9021109000 | 200
31 | ADMs for ADM Modular System | C-Pro Direct Ltd | YES | C-Pro Direct Ireland | HPRA | C-Pro Direct Ltd | MHRA | MDD / MDR | Class 1 | GS1 | 506059152ADMNA35 | GMDN | 36206 | Ankle/Foot Orthosis | 120170GXXXSRN | 120STJ 170TTJ GREY XXX-Small RIGHT ADM | 5056293011204 | TBD 00000177 | XXXS | RIGHT | NA | NA | NA | 67 | 92 | 115 | EACH | EACH | 1 | 22 | 10 | 10 | 2200 | 0.2 | NA | NA | GREY | 120 | 170 | NS | NA | NA | NA | NA | NA | NA | NA | GB | 9021109000 | 200
31 | ADMs for ADM Modular System | C-Pro Direct Ltd | YES | C-Pro Direct Ireland | HPRA | C-Pro Direct Ltd | MHRA | MDD / MDR | Class 1 | GS1 | 506059152ADMNA35 | GMDN | 36206 | Ankle/Foot Orthosis | 120240GXSLN | 120STJ 240TTJ GREY EXTRA SMALL LEFT ADM | 5056293007139 | TBD 00000178 | XS | LEFT | NA | NA | NA | 103 | 132 | 160 | EACH | EACH | 1 | 22 | 10 | 10 | 2200 | 0.2 | NA | NA | GREY | 120 | 240 | NS | NA | NA | NA | NA | NA | NA | NA | GB | 9021109000 | 200
31 | ADMs for ADM Modular System | C-Pro Direct Ltd | YES | C-Pro Direct Ireland | HPRA | C-Pro Direct Ltd | MHRA | MDD / MDR | Class 1 | GS1 | 506059152ADMNA35 | GMDN | 36206 | Ankle/Foot Orthosis | 120240GXSRN | 120STJ 240TTJ GREY EXTRA SMALL RIGHT ADM | 5056293007146 | TBD 00000179 | XS | RIGHT | NA | NA | NA | 103 | 132 | 160 | EACH | EACH | 1 | 22 | 10 | 10 | 2200 | 0.2 | NA | NA | GREY | 120 | 240 | NS | NA | NA | NA | NA | NA | NA | NA | GB | 9021109000 | 200
31 | ADMs for ADM Modular System | C-Pro Direct Ltd | YES | C-Pro Direct Ireland | HPRA | C-Pro Direct Ltd | MHRA | MDD / MDR | Class 1 | GS1 | 506059152ADMNA35 | GMDN | 36206 | Ankle/Foot Orthosis | 120240GXXSLL | 120STJ 240TTJ GREY EXTRA EXTRA SMALL LEFT ADM LOW | 5056293016957 | TBD 00000180 | XXS LOW | LEFT | NA | NA | NA | 93 | 102 | 125 | EACH | EACH | 1 | 22 | 10 | 10 | 2200 | 0.2 | NA | NA | GREY | 120 | 240 | NS | NA | NA | NA | NA | NA | NA | NA | GB | 9021109000 | 200
31 | ADMs for ADM Modular System | C-Pro Direct Ltd | YES | C-Pro Direct Ireland | HPRA | C-Pro Direct Ltd | MHRA | MDD / MDR | Class 1 | GS1 | 506059152ADMNA35 | GMDN | 36206 | Ankle/Foot Orthosis | 120240GXXSLN | 120STJ 240TTJ GREY EXTRA EXTRA SMALL LEFT ADM | 5056293011020 | TBD 00000181 | XXS | LEFT | NA | NA | NA | 93 | 122 | 135 | EACH | EACH | 1 | 22 | 10 | 10 | 2200 | 0.2 | NA | NA | GREY | 120 | 240 | NS | NA | NA | NA | NA | NA | NA | NA | GB | 9021109000 | 200
31 | ADMs for ADM Modular System | C-Pro Direct Ltd | YES | C-Pro Direct Ireland | HPRA | C-Pro Direct Ltd | MHRA | MDD / MDR | Class 1 | GS1 | 506059152ADMNA35 | GMDN | 36206 | Ankle/Foot Orthosis | 120240GXXSRL | 120STJ 240TTJ GREY EXTRA EXTRA SMALL RIGHT ADM LOW | 5056293016964 | TBD 00000182 | XXS LOW | RIGHT | NA | NA | NA | 93 | 102 | 125 | EACH | EACH | 1 | 22 | 10 | 10 | 2200 | 0.2 | NA | NA | GREY | 120 | 240 | NS | NA | NA | NA | NA | NA | NA | NA | GB | 9021109000 | 200
31 | ADMs for ADM Modular System | C-Pro Direct Ltd | YES | C-Pro Direct Ireland | HPRA | C-Pro Direct Ltd | MHRA | MDD / MDR | Class 1 | GS1 | 506059152ADMNA35 | GMDN | 36206 | Ankle/Foot Orthosis | 120240GXXSRN | 120STJ 240TTJ GREY EXTRA EXTRA SMALL RIGHT ADM | 5056293011273 | TBD 00000183 | XXS | RIGHT | NA | NA | NA | 93 | 122 | 135 | EACH | EACH | 1 | 22 | 10 | 10 | 2200 | 0.2 | NA | NA | GREY | 120 | 240 | NS | NA | NA | NA | NA | NA | NA | NA | GB | 9021109000 | 200
31 | ADMs for ADM Modular System | C-Pro Direct Ltd | YES | C-Pro Direct Ireland | HPRA | C-Pro Direct Ltd | MHRA | MDD / MDR | Class 1 | GS1 | 506059152ADMNA35 | GMDN | 36206 | Ankle/Foot Orthosis | 120310GXSLN | 120STJ 310TTJ GREY EXTRA SMALL LEFT ADM | 5056293007153 | TBD 00000184 | XS | LEFT | NA | NA | NA | 103 | 132 | 160 | EACH | EACH | 1 | 22 | 10 | 10 | 2200 | 0.2 | NA | NA | GREY | 120 | 310 | NS | NA | NA | NA | NA | NA | NA | NA | GB | 9021109000 | 200
31 | ADMs for ADM Modular System | C-Pro Direct Ltd | YES | C-Pro Direct Ireland | HPRA | C-Pro Direct Ltd | MHRA | MDD / MDR | Class 1 | GS1 | 506059152ADMNA35 | GMDN | 36206 | Ankle/Foot Orthosis | 120310GXSRN | 120STJ 310TTJ GREY EXTRA SMALL RIGHT ADM | 5056293007160 | TBD 00000185 | XS | RIGHT | NA | NA | NA | 103 | 132 | 160 | EACH | EACH | 1 | 22 | 10 | 10 | 2200 | 0.2 | NA | NA | GREY | 120 | 310 | NS | NA | NA | NA | NA | NA | NA | NA | GB | 9021109000 | 200
31 | ADMs for ADM Modular System | C-Pro Direct Ltd | YES | C-Pro Direct Ireland | HPRA | C-Pro Direct Ltd | MHRA | MDD / MDR | Class 1 | GS1 | 506059152ADMNA35 | GMDN | 36206 | Ankle/Foot Orthosis | 12090GXXSLL | 120STJ 90TTJ GREY EXTRA EXTRA SMALL LEFT ADM LOW | 5056293016971 | TBD 00000186 | XXS LOW | LEFT | NA | NA | NA | 93 | 102 | 125 | EACH | EACH | 1 | 22 | 10 | 10 | 2200 | 0.2 | NA | NA | GREY | 120 | 90 | NS | NA | NA | NA | NA | NA | NA | NA | GB | 9021109000 | 200
31 | ADMs for ADM Modular System | C-Pro Direct Ltd | YES | C-Pro Direct Ireland | HPRA | C-Pro Direct Ltd | MHRA | MDD / MDR | Class 1 | GS1 | 506059152ADMNA35 | GMDN | 36206 | Ankle/Foot Orthosis | 12090GXXSLN | 120STJ 90TTJ GREY EXTRA EXTRA SMALL LEFT ADM | 5056293007177 | TBD 00000187 | XXS | LEFT | NA | NA | NA | 93 | 122 | 135 | EACH | EACH | 1 | 22 | 10 | 10 | 2200 | 0.2 | NA | NA | GREY | 120 | 90 | NS | NA | NA | NA | NA | NA | NA | NA | GB | 9021109000 | 200
31 | ADMs for ADM Modular System | C-Pro Direct Ltd | YES | C-Pro Direct Ireland | HPRA | C-Pro Direct Ltd | MHRA | MDD / MDR | Class 1 | GS1 | 506059152ADMNA35 | GMDN | 36206 | Ankle/Foot Orthosis | 12090GXXSRL | 120STJ 90TTJ GREY EXTRA EXTRA SMALL RIGHT ADM LOW | 5056293016988 | TBD 00000188 | XXS LOW | RIGHT | NA | NA | NA | 93 | 102 | 125 | EACH | EACH | 1 | 22 | 10 | 10 | 2200 | 0.2 | NA | NA | GREY | 120 | 90 | NS | NA | NA | NA | NA | NA | NA | NA | GB | 9021109000 | 200
31 | ADMs for ADM Modular System | C-Pro Direct Ltd | YES | C-Pro Direct Ireland | HPRA | C-Pro Direct Ltd | MHRA | MDD / MDR | Class 1 | GS1 | 506059152ADMNA35 | GMDN | 36206 | Ankle/Foot Orthosis | 12090GXXSRN | 120STJ 90TTJ GREY EXTRA EXTRA SMALL RIGHT ADM | 5056293007184 | TBD 00000189 | XXS | RIGHT | NA | NA | NA | 93 | 122 | 135 | EACH | EACH | 1 | 22 | 10 | 10 | 2200 | 0.2 | NA | NA | GREY | 120 | 90 | NS | NA | NA | NA | NA | NA | NA | NA | GB | 9021109000 | 200
31 | ADMs for ADM Modular System | C-Pro Direct Ltd | YES | C-Pro Direct Ireland | HPRA | C-Pro Direct Ltd | MHRA | MDD / MDR | Class 1 | GS1 | 506059152ADMNA35 | GMDN | 36206 | Ankle/Foot Orthosis | 12090GXXXSLL | 120STJ 90TTJ GREY XXX-Small LEFT ADM LOW | 5056293017411 | TBD 00000190 | XXXS LOW | LEFT | NA | NA | NA | 67 | 92 | 105 | EACH | EACH | 1 | 22 | 10 | 10 | 2200 | 0.2 | NA | NA | GREY | 120 | 90 | NS | NA | NA | NA | NA | NA | NA | NA | GB | 9021109000 | 200
31 | ADMs for ADM Modular System | C-Pro Direct Ltd | YES | C-Pro Direct Ireland | HPRA | C-Pro Direct Ltd | MHRA | MDD / MDR | Class 1 | GS1 | 506059152ADMNA35 | GMDN | 36206 | Ankle/Foot Orthosis | 12090GXXXSLN | 120STJ 90TTJ GREY XXX-Small LEFT ADM | 5056293010931 | TBD 00000191 | XXXS | LEFT | NA | NA | NA | 67 | 92 | 115 | EACH | EACH | 1 | 22 | 10 | 10 | 2200 | 0.2 | NA | NA | GREY | 120 | 90 | NS | NA | NA | NA | NA | NA | NA | NA | GB | 9021109000 | 200
31 | ADMs for ADM Modular System | C-Pro Direct Ltd | YES | C-Pro Direct Ireland | HPRA | C-Pro Direct Ltd | MHRA | MDD / MDR | Class 1 | GS1 | 506059152ADMNA35 | GMDN | 36206 | Ankle/Foot Orthosis | 12090GXXXSRL | 120STJ 90TTJ GREY XXX-Small RIGHT ADM LOW | 5056293017428 | TBD 00000192 | XXXS LOW | RIGHT | NA | NA | NA | 67 | 92 | 105 | EACH | EACH | 1 | 22 | 10 | 10 | 2200 | 0.2 | NA | NA | GREY | 120 | 90 | NS | NA | NA | NA | NA | NA | NA | NA | GB | 9021109000 | 200
31 | ADMs for ADM Modular System | C-Pro Direct Ltd | YES | C-Pro Direct Ireland | HPRA | C-Pro Direct Ltd | MHRA | MDD / MDR | Class 1 | GS1 | 506059152ADMNA35 | GMDN | 36206 | Ankle/Foot Orthosis | 12090GXXXSRN | 120STJ 90TTJ GREY XXX-Small RIGHT ADM | 5056293011198 | TBD 00000193 | XXXS | RIGHT | NA | NA | NA | 67 | 92 | 115 | EACH | EACH | 1 | 22 | 10 | 10 | 2200 | 0.2 | NA | NA | GREY | 120 | 90 | NS | NA | NA | NA | NA | NA | NA | NA | GB | 9021109000 | 200
31 | ADMs for ADM Modular System | C-Pro Direct Ltd | YES | C-Pro Direct Ireland | HPRA | C-Pro Direct Ltd | MHRA | MDD / MDR | Class 1 | GS1 | 506059152ADMNA35 | GMDN | 36206 | Ankle/Foot Orthosis | 13301330GLLN | 1330STJ 1330TTJ GREY LARGE LEFT ADM | 5056293007191 | TBD 00000194 | L | LEFT | NA | NA | NA | 183 | 202 | 275 | EACH | EACH | 1 | 30 | 11 | 11 | 3630 | 0.33 | NA | NA | GREY | 1330 | 1330 | NS | NA | NA | NA | NA | NA | NA | NA | GB | 9021109000 | 200
31 | ADMs for ADM Modular System | C-Pro Direct Ltd | YES | C-Pro Direct Ireland | HPRA | C-Pro Direct Ltd | MHRA | MDD / MDR | Class 1 | GS1 | 506059152ADMNA35 | GMDN | 36206 | Ankle/Foot Orthosis | 13301330GLRN | 1330STJ 1330TTJ GREY LARGE RIGHT ADM | 5056293007207 | TBD 00000195 | L | RIGHT | NA | NA | NA | 183 | 202 | 275 | EACH | EACH | 1 | 30 | 11 | 11 | 3630 | 0.33 | NA | NA | GREY | 1330 | 1330 | NS | NA | NA | NA | NA | NA | NA | NA | GB | 9021109000 | 200
31 | ADMs for ADM Modular System | C-Pro Direct Ltd | YES | C-Pro Direct Ireland | HPRA | C-Pro Direct Ltd | MHRA | MDD / MDR | Class 1 | GS1 | 506059152ADMNA35 | GMDN | 36206 | Ankle/Foot Orthosis | 13301330GMLLN | 1330STJ 1330TTJ GREY MEDIUM-LARGE LEFT ADM | 5056293007214 | TBD 00000196 | ML | LEFT | NA | NA | NA | 163 | 192 | 235 | EACH | EACH | 1 | 30 | 11 | 11 | 3630 | 0.33 | NA | NA | GREY | 1330 | 1330 | NS | NA | NA | NA | NA | NA | NA | NA | GB | 9021109000 | 200
31 | ADMs for ADM Modular System | C-Pro Direct Ltd | YES | C-Pro Direct Ireland | HPRA | C-Pro Direct Ltd | MHRA | MDD / MDR | Class 1 | GS1 | 506059152ADMNA35 | GMDN | 36206 | Ankle/Foot Orthosis | 13301330GMLRN | 1330STJ 1330TTJ GREY MEDIUM-LARGE RIGHT ADM | 5056293007221 | TBD 00000197 | ML | RIGHT | NA | NA | NA | 163 | 192 | 235 | EACH | EACH | 1 | 30 | 11 | 11 | 3630 | 0.33 | NA | NA | GREY | 1330 | 1330 | NS | NA | NA | NA | NA | NA | NA | NA | GB | 9021109000 | 200
31 | ADMs for ADM Modular System | C-Pro Direct Ltd | YES | C-Pro Direct Ireland | HPRA | C-Pro Direct Ltd | MHRA | MDD / MDR | Class 1 | GS1 | 506059152ADMNA35 | GMDN | 36206 | Ankle/Foot Orthosis | 1330780GLLN | 1330STJ 780TTJ GREY LARGE LEFT ADM | 5056293007238 | TBD 00000198 | L | LEFT | NA | NA | NA | 183 | 202 | 275 | EACH | EACH | 1 | 30 | 11 | 11 | 3630 | 0.33 | NA | NA | GREY | 1330 | 780 | NS | NA | NA | NA | NA | NA | NA | NA | GB | 9021109000 | 200
31 | ADMs for ADM Modular System | C-Pro Direct Ltd | YES | C-Pro Direct Ireland | HPRA | C-Pro Direct Ltd | MHRA | MDD / MDR | Class 1 | GS1 | 506059152ADMNA35 | GMDN | 36206 | Ankle/Foot Orthosis | 1330780GLRN | 1330STJ 780TTJ GREY LARGE RIGHT ADM | 5056293007245 | TBD 00000199 | L | RIGHT | NA | NA | NA | 183 | 202 | 275 | EACH | EACH | 1 | 30 | 11 | 11 | 3630 | 0.33 | NA | NA | GREY | 1330 | 780 | NS | NA | NA | NA | NA | NA | NA | NA | GB | 9021109000 | 200
31 | ADMs for ADM Modular System | C-Pro Direct Ltd | YES | C-Pro Direct Ireland | HPRA | C-Pro Direct Ltd | MHRA | MDD / MDR | Class 1 | GS1 | 506059152ADMNA35 | GMDN | 36206 | Ankle/Foot Orthosis | 1330780GMLLN | 1330STJ 780TTJ GREY MEDIUM-LARGE LEFT ADM | 5056293007252 | TBD 00000200 | ML | LEFT | NA | NA | NA | 163 | 192 | 235 | EACH | EACH | 1 | 30 | 11 | 11 | 3630 | 0.33 | NA | NA | GREY | 1330 | 780 | NS | NA | NA | NA | NA | NA | NA | NA | GB | 9021109000 | 200
31 | ADMs for ADM Modular System | C-Pro Direct Ltd | YES | C-Pro Direct Ireland | HPRA | C-Pro Direct Ltd | MHRA | MDD / MDR | Class 1 | GS1 | 506059152ADMNA35 | GMDN | 36206 | Ankle/Foot Orthosis | 1330780GMLRN | 1330STJ 780TTJ GREY MEDIUM-LARGE RIGHT ADM | 5056293007269 | TBD 00000201 | ML | RIGHT | NA | NA | NA | 163 | 192 | 235 | EACH | EACH | 1 | 30 | 11 | 11 | 3630 | 0.33 | NA | NA | GREY | 1330 | 780 | NS | NA | NA | NA | NA | NA | NA | NA | GB | 9021109000 | 200
31 | ADMs for ADM Modular System | C-Pro Direct Ltd | YES | C-Pro Direct Ireland | HPRA | C-Pro Direct Ltd | MHRA | MDD / MDR | Class 1 | GS1 | 506059152ADMNA35 | GMDN | 36206 | Ankle/Foot Orthosis | 1330960GLLN | 1330STJ 960TTJ GREY LARGE LEFT ADM | 5056293007276 | TBD 00000202 | L | LEFT | NA | NA | NA | 183 | 202 | 275 | EACH | EACH | 1 | 30 | 11 | 11 | 3630 | 0.33 | NA | NA | GREY | 1330 | 960 | NS | NA | NA | NA | NA | NA | NA | NA | GB | 9021109000 | 200
31 | ADMs for ADM Modular System | C-Pro Direct Ltd | YES | C-Pro Direct Ireland | HPRA | C-Pro Direct Ltd | MHRA | MDD / MDR | Class 1 | GS1 | 506059152ADMNA35 | GMDN | 36206 | Ankle/Foot Orthosis | 1330960GLRN | 1330STJ 960TTJ GREY LARGE RIGHT ADM | 5056293007283 | TBD 00000203 | L | RIGHT | NA | NA | NA | 183 | 202 | 275 | EACH | EACH | 1 | 30 | 11 | 11 | 3630 | 0.33 | NA | NA | GREY | 1330 | 960 | NS | NA | NA | NA | NA | NA | NA | NA | GB | 9021109000 | 200
31 | ADMs for ADM Modular System | C-Pro Direct Ltd | YES | C-Pro Direct Ireland | HPRA | C-Pro Direct Ltd | MHRA | MDD / MDR | Class 1 | GS1 | 506059152ADMNA35 | GMDN | 36206 | Ankle/Foot Orthosis | 1330960GMLLN | 1330STJ 960TTJ GREY MEDIUM-LARGE LEFT ADM | 5056293007290 | TBD 00000204 | ML | LEFT | NA | NA | NA | 163 | 192 | 235 | EACH | EACH | 1 | 30 | 11 | 11 | 3630 | 0.33 | NA | NA | GREY | 1330 | 960 | NS | NA | NA | NA | NA | NA | NA | NA | GB | 9021109000 | 200
31 | ADMs for ADM Modular System | C-Pro Direct Ltd | YES | C-Pro Direct Ireland | HPRA | C-Pro Direct Ltd | MHRA | MDD / MDR | Class 1 | GS1 | 506059152ADMNA35 | GMDN | 36206 | Ankle/Foot Orthosis | 1330960GMLRN | 1330STJ 960TTJ GREY MEDIUM-LARGE RIGHT ADM | 5056293007306 | TBD 00000205 | ML | RIGHT | NA | NA | NA | 163 | 192 | 235 | EACH | EACH | 1 | 30 | 11 | 11 | 3630 | 0.33 | NA | NA | GREY | 1330 | 960 | NS | NA | NA | NA | NA | NA | NA | NA | GB | 9021109000 | 200
31 | ADMs for ADM Modular System | C-Pro Direct Ltd | YES | C-Pro Direct Ireland | HPRA | C-Pro Direct Ltd | MHRA | MDD / MDR | Class 1 | GS1 | 506059152ADMNA35 | GMDN | 36206 | Ankle/Foot Orthosis | 170120GXSLN | 170STJ 120TTJ GREY EXTRA SMALL LEFT ADM | 5056293007313 | TBD 00000206 | XS | LEFT | NA | NA | NA | 103 | 132 | 160 | EACH | EACH | 1 | 22 | 10 | 10 | 2200 | 0.2 | NA | NA | GREY | 170 | 120 | NS | NA | NA | NA | NA | NA | NA | NA | GB | 9021109000 | 200
31 | ADMs for ADM Modular System | C-Pro Direct Ltd | YES | C-Pro Direct Ireland | HPRA | C-Pro Direct Ltd | MHRA | MDD / MDR | Class 1 | GS1 | 506059152ADMNA35 | GMDN | 36206 | Ankle/Foot Orthosis | 170120GXSRN | 170STJ 120TTJ GREY EXTRA SMALL RIGHT ADM | 5056293007320 | TBD 00000207 | XS | RIGHT | NA | NA | NA | 103 | 132 | 160 | EACH | EACH | 1 | 22 | 10 | 10 | 2200 | 0.2 | NA | NA | GREY | 170 | 120 | NS | NA | NA | NA | NA | NA | NA | NA | GB | 9021109000 | 200
31 | ADMs for ADM Modular System | C-Pro Direct Ltd | YES | C-Pro Direct Ireland | HPRA | C-Pro Direct Ltd | MHRA | MDD / MDR | Class 1 | GS1 | 506059152ADMNA35 | GMDN | 36206 | Ankle/Foot Orthosis | 170120GXXSLL | 170STJ 120TTJ GREY EXTRA EXTRA SMALL LEFT ADM LOW | 5056293016995 | TBD 00000208 | XXS LOW | LEFT | NA | NA | NA | 93 | 102 | 125 | EACH | EACH | 1 | 22 | 10 | 10 | 2200 | 0.2 | NA | NA | GREY | 170 | 120 | NS | NA | NA | NA | NA | NA | NA | NA | GB | 9021109000 | 200
31 | ADMs for ADM Modular System | C-Pro Direct Ltd | YES | C-Pro Direct Ireland | HPRA | C-Pro Direct Ltd | MHRA | MDD / MDR | Class 1 | GS1 | 506059152ADMNA35 | GMDN | 36206 | Ankle/Foot Orthosis | 170120GXXSLN | 170STJ 120TTJ GREY EXTRA EXTRA SMALL LEFT ADM | 5056293007337 | TBD 00000209 | XXS | LEFT | NA | NA | NA | 93 | 122 | 135 | EACH | EACH | 1 | 22 | 10 | 10 | 2200 | 0.2 | NA | NA | GREY | 170 | 120 | NS | NA | NA | NA | NA | NA | NA | NA | GB | 9021109000 | 200
31 | ADMs for ADM Modular System | C-Pro Direct Ltd | YES | C-Pro Direct Ireland | HPRA | C-Pro Direct Ltd | MHRA | MDD / MDR | Class 1 | GS1 | 506059152ADMNA35 | GMDN | 36206 | Ankle/Foot Orthosis | 170120GXXSRL | 170STJ 120TTJ GREY EXTRA EXTRA SMALL RIGHT ADM LOW | 5056293017008 | TBD 00000210 | XXS LOW | RIGHT | NA | NA | NA | 93 | 102 | 125 | EACH | EACH | 1 | 22 | 10 | 10 | 2200 | 0.2 | NA | NA | GREY | 170 | 120 | NS | NA | NA | NA | NA | NA | NA | NA | GB | 9021109000 | 200
31 | ADMs for ADM Modular System | C-Pro Direct Ltd | YES | C-Pro Direct Ireland | HPRA | C-Pro Direct Ltd | MHRA | MDD / MDR | Class 1 | GS1 | 506059152ADMNA35 | GMDN | 36206 | Ankle/Foot Orthosis | 170120GXXSRN | 170STJ 120TTJ GREY EXTRA EXTRA SMALL RIGHT ADM | 5056293007344 | TBD 00000211 | XXS | RIGHT | NA | NA | NA | 93 | 122 | 135 | EACH | EACH | 1 | 22 | 10 | 10 | 2200 | 0.2 | NA | NA | GREY | 170 | 120 | NS | NA | NA | NA | NA | NA | NA | NA | GB | 9021109000 | 200
31 | ADMs for ADM Modular System | C-Pro Direct Ltd | YES | C-Pro Direct Ireland | HPRA | C-Pro Direct Ltd | MHRA | MDD / MDR | Class 1 | GS1 | 506059152ADMNA35 | GMDN | 36206 | Ankle/Foot Orthosis | 170120GXXXSLL | 170STJ 120TTJ GREY XXX-Small LEFT ADM LOW | 5056293017435 | TBD 00000212 | XXXS LOW | LEFT | NA | NA | NA | 67 | 92 | 105 | EACH | EACH | 1 | 22 | 10 | 10 | 2200 | 0.2 | NA | NA | GREY | 170 | 120 | NS | NA | NA | NA | NA | NA | NA | NA | GB | 9021109000 | 200
31 | ADMs for ADM Modular System | C-Pro Direct Ltd | YES | C-Pro Direct Ireland | HPRA | C-Pro Direct Ltd | MHRA | MDD / MDR | Class 1 | GS1 | 506059152ADMNA35 | GMDN | 36206 | Ankle/Foot Orthosis | 170120GXXXSLN | 170STJ 120TTJ GREY XXX-Small LEFT ADM | 5056293010986 | TBD 00000213 | XXXS | LEFT | NA | NA | NA | 67 | 92 | 115 | EACH | EACH | 1 | 22 | 10 | 10 | 2200 | 0.2 | NA | NA | GREY | 170 | 120 | NS | NA | NA | NA | NA | NA | NA | NA | GB | 9021109000 | 200
31 | ADMs for ADM Modular System | C-Pro Direct Ltd | YES | C-Pro Direct Ireland | HPRA | C-Pro Direct Ltd | MHRA | MDD / MDR | Class 1 | GS1 | 506059152ADMNA35 | GMDN | 36206 | Ankle/Foot Orthosis | 170120GXXXSRL | 170STJ 120TTJ GREY XXX-Small RIGHT ADM LOW | 5056293017442 | TBD 00000214 | XXXS LOW | RIGHT | NA | NA | NA | 67 | 92 | 105 | EACH | EACH | 1 | 22 | 10 | 10 | 2200 | 0.2 | NA | NA | GREY | 170 | 120 | NS | NA | NA | NA | NA | NA | NA | NA | GB | 9021109000 | 200
31 | ADMs for ADM Modular System | C-Pro Direct Ltd | YES | C-Pro Direct Ireland | HPRA | C-Pro Direct Ltd | MHRA | MDD / MDR | Class 1 | GS1 | 506059152ADMNA35 | GMDN | 36206 | Ankle/Foot Orthosis | 170120GXXXSRN | 170STJ 120TTJ GREY XXX-Small RIGHT ADM | 5056293011242 | TBD 00000215 | XXXS | RIGHT | NA | NA | NA | 67 | 92 | 115 | EACH | EACH | 1 | 22 | 10 | 10 | 2200 | 0.2 | NA | NA | GREY | 170 | 120 | NS | NA | NA | NA | NA | NA | NA | NA | GB | 9021109000 | 200
31 | ADMs for ADM Modular System | C-Pro Direct Ltd | YES | C-Pro Direct Ireland | HPRA | C-Pro Direct Ltd | MHRA | MDD / MDR | Class 1 | GS1 | 506059152ADMNA35 | GMDN | 36206 | Ankle/Foot Orthosis | 170170GSLN | 170STJ 170TTJ GREY SMALL LEFT ADM | 5056293007351 | TBD 00000216 | S | LEFT | NA | NA | NA | 123 | 132 | 185 | EACH | EACH | 1 | 22 | 10 | 10 | 2200 | 0.2 | NA | NA | GREY | 170 | 170 | NS | NA | NA | NA | NA | NA | NA | NA | GB | 9021109000 | 200
31 | ADMs for ADM Modular System | C-Pro Direct Ltd | YES | C-Pro Direct Ireland | HPRA | C-Pro Direct Ltd | MHRA | MDD / MDR | Class 1 | GS1 | 506059152ADMNA35 | GMDN | 36206 | Ankle/Foot Orthosis | 170170GSRN | 170STJ 170TTJ GREY SMALL RIGHT ADM | 5056293007368 | TBD 00000217 | S | RIGHT | NA | NA | NA | 123 | 132 | 185 | EACH | EACH | 1 | 22 | 10 | 10 | 2200 | 0.2 | NA | NA | GREY | 170 | 170 | NS | NA | NA | NA | NA | NA | NA | NA | GB | 9021109000 | 200
31 | ADMs for ADM Modular System | C-Pro Direct Ltd | YES | C-Pro Direct Ireland | HPRA | C-Pro Direct Ltd | MHRA | MDD / MDR | Class 1 | GS1 | 506059152ADMNA35 | GMDN | 36206 | Ankle/Foot Orthosis | 170170GXSLN | 170STJ 170TTJ GREY EXTRA SMALL LEFT ADM | 5056293007375 | TBD 00000218 | XS | LEFT | NA | NA | NA | 103 | 132 | 160 | EACH | EACH | 1 | 22 | 10 | 10 | 2200 | 0.2 | NA | NA | GREY | 170 | 170 | NS | NA | NA | NA | NA | NA | NA | NA | GB | 9021109000 | 200
31 | ADMs for ADM Modular System | C-Pro Direct Ltd | YES | C-Pro Direct Ireland | HPRA | C-Pro Direct Ltd | MHRA | MDD / MDR | Class 1 | GS1 | 506059152ADMNA35 | GMDN | 36206 | Ankle/Foot Orthosis | 170170GXSRN | 170STJ 170TTJ GREY EXTRA SMALL RIGHT ADM | 5056293007382 | TBD 00000219 | XS | RIGHT | NA | NA | NA | 103 | 132 | 160 | EACH | EACH | 1 | 22 | 10 | 10 | 2200 | 0.2 | NA | NA | GREY | 170 | 170 | NS | NA | NA | NA | NA | NA | NA | NA | GB | 9021109000 | 200
31 | ADMs for ADM Modular System | C-Pro Direct Ltd | YES | C-Pro Direct Ireland | HPRA | C-Pro Direct Ltd | MHRA | MDD / MDR | Class 1 | GS1 | 506059152ADMNA35 | GMDN | 36206 | Ankle/Foot Orthosis | 170170GXXSLL | 170STJ 170TTJ GREY EXTRA EXTRA SMALL LEFT ADM LOW | 5056293017015 | TBD 00000220 | XXS LOW | LEFT | NA | NA | NA | 93 | 102 | 125 | EACH | EACH | 1 | 22 | 10 | 10 | 2200 | 0.2 | NA | NA | GREY | 170 | 170 | NS | NA | NA | NA | NA | NA | NA | NA | GB | 9021109000 | 200
31 | ADMs for ADM Modular System | C-Pro Direct Ltd | YES | C-Pro Direct Ireland | HPRA | C-Pro Direct Ltd | MHRA | MDD / MDR | Class 1 | GS1 | 506059152ADMNA35 | GMDN | 36206 | Ankle/Foot Orthosis | 170170GXXSLN | 170STJ 170TTJ GREY EXTRA EXTRA SMALL LEFT ADM | 5056293007399 | TBD 00000221 | XXS | LEFT | NA | NA | NA | 93 | 122 | 135 | EACH | EACH | 1 | 22 | 10 | 10 | 2200 | 0.2 | NA | NA | GREY | 170 | 170 | STD | NA | NA | NA | NA | NA | NA | NA | GB | 9021109000 | 200
31 | ADMs for ADM Modular System | C-Pro Direct Ltd | YES | C-Pro Direct Ireland | HPRA | C-Pro Direct Ltd | MHRA | MDD / MDR | Class 1 | GS1 | 506059152ADMNA35 | GMDN | 36206 | Ankle/Foot Orthosis | 170170GXXSRL | 170STJ 170TTJ GREY EXTRA EXTRA SMALL RIGHT ADM LOW | 5056293017022 | TBD 00000222 | XXS LOW | RIGHT | NA | NA | NA | 93 | 102 | 125 | EACH | EACH | 1 | 22 | 10 | 10 | 2200 | 0.2 | NA | NA | GREY | 170 | 170 | NS | NA | NA | NA | NA | NA | NA | NA | GB | 9021109000 | 200
31 | ADMs for ADM Modular System | C-Pro Direct Ltd | YES | C-Pro Direct Ireland | HPRA | C-Pro Direct Ltd | MHRA | MDD / MDR | Class 1 | GS1 | 506059152ADMNA35 | GMDN | 36206 | Ankle/Foot Orthosis | 170170GXXSRN | 170STJ 170TTJ GREY EXTRA EXTRA SMALL RIGHT ADM | 5056293007405 | TBD 00000223 | XXS | RIGHT | NA | NA | NA | 93 | 122 | 135 | EACH | EACH | 1 | 22 | 10 | 10 | 2200 | 0.2 | NA | NA | GREY | 170 | 170 | STD | NA | NA | NA | NA | NA | NA | NA | GB | 9021109000 | 200
31 | ADMs for ADM Modular System | C-Pro Direct Ltd | YES | C-Pro Direct Ireland | HPRA | C-Pro Direct Ltd | MHRA | MDD / MDR | Class 1 | GS1 | 506059152ADMNA35 | GMDN | 36206 | Ankle/Foot Orthosis | 170170GXXXSLL | 170STJ 170TTJ GREY XXX-Small LEFT ADM LOW | 5056293017459 | TBD 00000224 | XXXS LOW | LEFT | NA | NA | NA | 67 | 92 | 105 | EACH | EACH | 1 | 22 | 10 | 10 | 2200 | 0.2 | NA | NA | GREY | 170 | 170 | NS | NA | NA | NA | NA | NA | NA | NA | GB | 9021109000 | 200
31 | ADMs for ADM Modular System | C-Pro Direct Ltd | YES | C-Pro Direct Ireland | HPRA | C-Pro Direct Ltd | MHRA | MDD / MDR | Class 1 | GS1 | 506059152ADMNA35 | GMDN | 36206 | Ankle/Foot Orthosis | 170170GXXXSLN | 170STJ 170TTJ GREY XXX-Small LEFT ADM | 5056293011006 | TBD 00000225 | XXXS | LEFT | NA | NA | NA | 67 | 92 | 115 | EACH | EACH | 1 | 22 | 10 | 10 | 2200 | 0.2 | NA | NA | GREY | 170 | 170 | NS | NA | NA | NA | NA | NA | NA | NA | GB | 9021109000 | 200
31 | ADMs for ADM Modular System | C-Pro Direct Ltd | YES | C-Pro Direct Ireland | HPRA | C-Pro Direct Ltd | MHRA | MDD / MDR | Class 1 | GS1 | 506059152ADMNA35 | GMDN | 36206 | Ankle/Foot Orthosis | 170170GXXXSRL | 170STJ 170TTJ GREY XXX-Small RIGHT ADM LOW | 5056293017466 | TBD 00000226 | XXXS LOW | RIGHT | NA | NA | NA | 67 | 92 | 105 | EACH | EACH | 1 | 22 | 10 | 10 | 2200 | 0.2 | NA | NA | GREY | 170 | 170 | NS | NA | NA | NA | NA | NA | NA | NA | GB | 9021109000 | 200
31 | ADMs for ADM Modular System | C-Pro Direct Ltd | YES | C-Pro Direct Ireland | HPRA | C-Pro Direct Ltd | MHRA | MDD / MDR | Class 1 | GS1 | 506059152ADMNA35 | GMDN | 36206 | Ankle/Foot Orthosis | 170170GXXXSRN | 170STJ 170TTJ GREY XXX-Small RIGHT ADM | 5056293011266 | TBD 00000227 | XXXS | RIGHT | NA | NA | NA | 67 | 92 | 115 | EACH | EACH | 1 | 22 | 10 | 10 | 2200 | 0.2 | NA | NA | GREY | 170 | 170 | NS | NA | NA | NA | NA | NA | NA | NA | GB | 9021109000 | 200
31 | ADMs for ADM Modular System | C-Pro Direct Ltd | YES | C-Pro Direct Ireland | HPRA | C-Pro Direct Ltd | MHRA | MDD / MDR | Class 1 | GS1 | 506059152ADMNA35 | GMDN | 36206 | Ankle/Foot Orthosis | 170240GSLN | 170STJ 240TTJ GREY SMALL LEFT ADM | 5056293007412 | TBD 00000228 | S | LEFT | NA | NA | NA | 123 | 132 | 185 | EACH | EACH | 1 | 22 | 10 | 10 | 2200 | 0.2 | NA | NA | GREY | 170 | 240 | NS | NA | NA | NA | NA | NA | NA | NA | GB | 9021109000 | 200
31 | ADMs for ADM Modular System | C-Pro Direct Ltd | YES | C-Pro Direct Ireland | HPRA | C-Pro Direct Ltd | MHRA | MDD / MDR | Class 1 | GS1 | 506059152ADMNA35 | GMDN | 36206 | Ankle/Foot Orthosis | 170240GSRN | 170STJ 240TTJ GREY SMALL RIGHT ADM | 5056293007429 | TBD 00000229 | S | RIGHT | NA | NA | NA | 123 | 132 | 185 | EACH | EACH | 1 | 22 | 10 | 10 | 2200 | 0.2 | NA | NA | GREY | 170 | 240 | NS | NA | NA | NA | NA | NA | NA | NA | GB | 9021109000 | 200
31 | ADMs for ADM Modular System | C-Pro Direct Ltd | YES | C-Pro Direct Ireland | HPRA | C-Pro Direct Ltd | MHRA | MDD / MDR | Class 1 | GS1 | 506059152ADMNA35 | GMDN | 36206 | Ankle/Foot Orthosis | 170240GXSLN | 170STJ 240TTJ GREY EXTRA SMALL LEFT ADM | 5056293007436 | TBD 00000230 | XS | LEFT | NA | NA | NA | 103 | 132 | 160 | EACH | EACH | 1 | 22 | 10 | 10 | 2200 | 0.2 | NA | NA | GREY | 170 | 240 | STD | NA | NA | NA | NA | NA | NA | NA | GB | 9021109000 | 200
31 | ADMs for ADM Modular System | C-Pro Direct Ltd | YES | C-Pro Direct Ireland | HPRA | C-Pro Direct Ltd | MHRA | MDD / MDR | Class 1 | GS1 | 506059152ADMNA35 | GMDN | 36206 | Ankle/Foot Orthosis | 170240GXSRN | 170STJ 240TTJ GREY EXTRA SMALL RIGHT ADM | 5056293007443 | TBD 00000231 | XS | RIGHT | NA | NA | NA | 103 | 132 | 160 | EACH | EACH | 1 | 22 | 10 | 10 | 2200 | 0.2 | NA | NA | GREY | 170 | 240 | STD | NA | NA | NA | NA | NA | NA | NA | GB | 9021109000 | 200
31 | ADMs for ADM Modular System | C-Pro Direct Ltd | YES | C-Pro Direct Ireland | HPRA | C-Pro Direct Ltd | MHRA | MDD / MDR | Class 1 | GS1 | 506059152ADMNA35 | GMDN | 36206 | Ankle/Foot Orthosis | 170240GXXSLL | 170STJ 240TTJ GREY EXTRA EXTRA SMALL LEFT ADM LOW | 5056293017039 | TBD 00000232 | XXS LOW | LEFT | NA | NA | NA | 93 | 102 | 125 | EACH | EACH | 1 | 22 | 10 | 10 | 2200 | 0.2 | NA | NA | GREY | 170 | 240 | NS | NA | NA | NA | NA | NA | NA | NA | GB | 9021109000 | 200
31 | ADMs for ADM Modular System | C-Pro Direct Ltd | YES | C-Pro Direct Ireland | HPRA | C-Pro Direct Ltd | MHRA | MDD / MDR | Class 1 | GS1 | 506059152ADMNA35 | GMDN | 36206 | Ankle/Foot Orthosis | 170240GXXSLN | 170STJ 240TTJ GREY EXTRA EXTRA SMALL LEFT ADM | 5056293011013 | TBD 00000233 | XXS | LEFT | NA | NA | NA | 93 | 122 | 135 | EACH | EACH | 1 | 22 | 10 | 10 | 2200 | 0.2 | NA | NA | GREY | 170 | 240 | NS | NA | NA | NA | NA | NA | NA | NA | GB | 9021109000 | 200
31 | ADMs for ADM Modular System | C-Pro Direct Ltd | YES | C-Pro Direct Ireland | HPRA | C-Pro Direct Ltd | MHRA | MDD / MDR | Class 1 | GS1 | 506059152ADMNA35 | GMDN | 36206 | Ankle/Foot Orthosis | 170240GXXSRL | 170STJ 240TTJ GREY EXTRA EXTRA SMALL RIGHT ADM LOW | 5056293017046 | TBD 00000234 | XXS LOW | RIGHT | NA | NA | NA | 93 | 102 | 125 | EACH | EACH | 1 | 22 | 10 | 10 | 2200 | 0.2 | NA | NA | GREY | 170 | 240 | NS | NA | NA | NA | NA | NA | NA | NA | GB | 9021109000 | 200
31 | ADMs for ADM Modular System | C-Pro Direct Ltd | YES | C-Pro Direct Ireland | HPRA | C-Pro Direct Ltd | MHRA | MDD / MDR | Class 1 | GS1 | 506059152ADMNA35 | GMDN | 36206 | Ankle/Foot Orthosis | 170240GXXSRN | 170STJ 240TTJ GREY EXTRA EXTRA SMALL RIGHT ADM | 5056293007450 | TBD 00000235 | XXS | RIGHT | NA | NA | NA | 93 | 122 | 135 | EACH | EACH | 1 | 22 | 10 | 10 | 2200 | 0.2 | NA | NA | GREY | 170 | 240 | NS | NA | NA | NA | NA | NA | NA | NA | GB | 9021109000 | 200
31 | ADMs for ADM Modular System | C-Pro Direct Ltd | YES | C-Pro Direct Ireland | HPRA | C-Pro Direct Ltd | MHRA | MDD / MDR | Class 1 | GS1 | 506059152ADMNA35 | GMDN | 36206 | Ankle/Foot Orthosis | 170310GSLN | 170STJ 310TTJ GREY SMALL LEFT ADM | 5056293007467 | TBD 00000236 | S | LEFT | NA | NA | NA | 123 | 132 | 185 | EACH | EACH | 1 | 22 | 10 | 10 | 2200 | 0.2 | NA | NA | GREY | 170 | 310 | NS | NA | NA | NA | NA | NA | NA | NA | GB | 9021109000 | 200
31 | ADMs for ADM Modular System | C-Pro Direct Ltd | YES | C-Pro Direct Ireland | HPRA | C-Pro Direct Ltd | MHRA | MDD / MDR | Class 1 | GS1 | 506059152ADMNA35 | GMDN | 36206 | Ankle/Foot Orthosis | 170310GSRN | 170STJ 310TTJ GREY SMALL RIGHT ADM | 5056293007474 | TBD 00000237 | S | RIGHT | NA | NA | NA | 123 | 132 | 185 | EACH | EACH | 1 | 22 | 10 | 10 | 2200 | 0.2 | NA | NA | GREY | 170 | 310 | NS | NA | NA | NA | NA | NA | NA | NA | GB | 9021109000 | 200
31 | ADMs for ADM Modular System | C-Pro Direct Ltd | YES | C-Pro Direct Ireland | HPRA | C-Pro Direct Ltd | MHRA | MDD / MDR | Class 1 | GS1 | 506059152ADMNA35 | GMDN | 36206 | Ankle/Foot Orthosis | 170310GXSLN | 170STJ 310TTJ GREY EXTRA SMALL LEFT ADM | 5056293007481 | TBD 00000238 | XS | LEFT | NA | NA | NA | 103 | 132 | 160 | EACH | EACH | 1 | 22 | 10 | 10 | 2200 | 0.2 | NA | NA | GREY | 170 | 310 | NS | NA | NA | NA | NA | NA | NA | NA | GB | 9021109000 | 200
31 | ADMs for ADM Modular System | C-Pro Direct Ltd | YES | C-Pro Direct Ireland | HPRA | C-Pro Direct Ltd | MHRA | MDD / MDR | Class 1 | GS1 | 506059152ADMNA35 | GMDN | 36206 | Ankle/Foot Orthosis | 170310GXSRN | 170STJ 310TTJ GREY EXTRA SMALL RIGHT ADM | 5056293007498 | TBD 00000239 | XS | RIGHT | NA | NA | NA | 103 | 132 | 160 | EACH | EACH | 1 | 22 | 10 | 10 | 2200 | 0.2 | NA | NA | GREY | 170 | 310 | NS | NA | NA | NA | NA | NA | NA | NA | GB | 9021109000 | 200
31 | ADMs for ADM Modular System | C-Pro Direct Ltd | YES | C-Pro Direct Ireland | HPRA | C-Pro Direct Ltd | MHRA | MDD / MDR | Class 1 | GS1 | 506059152ADMNA35 | GMDN | 36206 | Ankle/Foot Orthosis | 170420GSLN | 170STJ 420TTJ GREY SMALL LEFT ADM | 5056293007504 | TBD 00000240 | S | LEFT | NA | NA | NA | 123 | 132 | 185 | EACH | EACH | 1 | 22 | 10 | 10 | 2200 | 0.2 | NA | NA | GREY | 170 | 420 | NS | NA | NA | NA | NA | NA | NA | NA | GB | 9021109000 | 200
31 | ADMs for ADM Modular System | C-Pro Direct Ltd | YES | C-Pro Direct Ireland | HPRA | C-Pro Direct Ltd | MHRA | MDD / MDR | Class 1 | GS1 | 506059152ADMNA35 | GMDN | 36206 | Ankle/Foot Orthosis | 170420GSRN | 170STJ 420TTJ GREY SMALL RIGHT ADM | 5056293007511 | TBD 00000241 | S | RIGHT | NA | NA | NA | 123 | 132 | 185 | EACH | EACH | 1 | 22 | 10 | 10 | 2200 | 0.2 | NA | NA | GREY | 170 | 420 | NS | NA | NA | NA | NA | NA | NA | NA | GB | 9021109000 | 200
31 | ADMs for ADM Modular System | C-Pro Direct Ltd | YES | C-Pro Direct Ireland | HPRA | C-Pro Direct Ltd | MHRA | MDD / MDR | Class 1 | GS1 | 506059152ADMNA35 | GMDN | 36206 | Ankle/Foot Orthosis | 170420GXSLN | 170STJ 420TTJ GREY EXTRA SMALL LEFT ADM | 5056293011068 | TBD 00000242 | XS | LEFT | NA | NA | NA | 103 | 132 | 160 | EACH | EACH | 1 | 22 | 10 | 10 | 2200 | 0.2 | NA | NA | GREY | 170 | 420 | NS | NA | NA | NA | NA | NA | NA | NA | GB | 9021109000 | 200
31 | ADMs for ADM Modular System | C-Pro Direct Ltd | YES | C-Pro Direct Ireland | HPRA | C-Pro Direct Ltd | MHRA | MDD / MDR | Class 1 | GS1 | 506059152ADMNA35 | GMDN | 36206 | Ankle/Foot Orthosis | 170420GXSRN | 170STJ 420TTJ GREY EXTRA SMALL RIGHT ADM | 5056293011310 | TBD 00000243 | XS | RIGHT | NA | NA | NA | 103 | 132 | 160 | EACH | EACH | 1 | 22 | 10 | 10 | 2200 | 0.2 | NA | NA | GREY | 170 | 420 | NS | NA | NA | NA | NA | NA | NA | NA | GB | 9021109000 | 200
31 | ADMs for ADM Modular System | C-Pro Direct Ltd | YES | C-Pro Direct Ireland | HPRA | C-Pro Direct Ltd | MHRA | MDD / MDR | Class 1 | GS1 | 506059152ADMNA35 | GMDN | 36206 | Ankle/Foot Orthosis | 170490GSLN | 170STJ 490TTJ GREY SMALL LEFT ADM | 5056293007528 | TBD 00000244 | S | LEFT | NA | NA | NA | 123 | 132 | 185 | EACH | EACH | 1 | 22 | 10 | 10 | 2200 | 0.2 | NA | NA | GREY | 170 | 490 | NS | NA | NA | NA | NA | NA | NA | NA | GB | 9021109000 | 200
31 | ADMs for ADM Modular System | C-Pro Direct Ltd | YES | C-Pro Direct Ireland | HPRA | C-Pro Direct Ltd | MHRA | MDD / MDR | Class 1 | GS1 | 506059152ADMNA35 | GMDN | 36206 | Ankle/Foot Orthosis | 170490GSRN | 170STJ 490TTJ GREY SMALL RIGHT ADM | 5056293007535 | TBD 00000245 | S | RIGHT | NA | NA | NA | 123 | 132 | 185 | EACH | EACH | 1 | 22 | 10 | 10 | 2200 | 0.2 | NA | NA | GREY | 170 | 490 | NS | NA | NA | NA | NA | NA | NA | NA | GB | 9021109000 | 200
31 | ADMs for ADM Modular System | C-Pro Direct Ltd | YES | C-Pro Direct Ireland | HPRA | C-Pro Direct Ltd | MHRA | MDD / MDR | Class 1 | GS1 | 506059152ADMNA35 | GMDN | 36206 | Ankle/Foot Orthosis | 170590GSLN | 170STJ 590TTJ GREY SMALL LEFT ADM | 5056293007542 | TBD 00000246 | S | LEFT | NA | NA | NA | 123 | 132 | 185 | EACH | EACH | 1 | 22 | 10 | 10 | 2200 | 0.2 | NA | NA | GREY | 170 | 590 | NS | NA | NA | NA | NA | NA | NA | NA | GB | 9021109000 | 200
31 | ADMs for ADM Modular System | C-Pro Direct Ltd | YES | C-Pro Direct Ireland | HPRA | C-Pro Direct Ltd | MHRA | MDD / MDR | Class 1 | GS1 | 506059152ADMNA35 | GMDN | 36206 | Ankle/Foot Orthosis | 170590GSRN | 170STJ 590TTJ GREY SMALL RIGHT ADM | 5056293007559 | TBD 00000247 | S | RIGHT | NA | NA | NA | 123 | 132 | 185 | EACH | EACH | 1 | 22 | 10 | 10 | 2200 | 0.2 | NA | NA | GREY | 170 | 590 | NS | NA | NA | NA | NA | NA | NA | NA | GB | 9021109000 | 200
31 | ADMs for ADM Modular System | C-Pro Direct Ltd | YES | C-Pro Direct Ireland | HPRA | C-Pro Direct Ltd | MHRA | MDD / MDR | Class 1 | GS1 | 506059152ADMNA35 | GMDN | 36206 | Ankle/Foot Orthosis | 17090GXXSLL | 170STJ 90TTJ GREY EXTRA EXTRA SMALL LEFT ADM LOW | 5056293017053 | TBD 00000248 | XXS LOW | LEFT | NA | NA | NA | 93 | 102 | 125 | EACH | EACH | 1 | 22 | 10 | 10 | 2200 | 0.2 | NA | NA | GREY | 170 | 90 | NS | NA | NA | NA | NA | NA | NA | NA | GB | 9021109000 | 200
31 | ADMs for ADM Modular System | C-Pro Direct Ltd | YES | C-Pro Direct Ireland | HPRA | C-Pro Direct Ltd | MHRA | MDD / MDR | Class 1 | GS1 | 506059152ADMNA35 | GMDN | 36206 | Ankle/Foot Orthosis | 17090GXXSLN | 170STJ 90TTJ GREY EXTRA EXTRA SMALL LEFT ADM | 5056293007566 | TBD 00000249 | XXS | LEFT | NA | NA | NA | 93 | 122 | 135 | EACH | EACH | 1 | 22 | 10 | 10 | 2200 | 0.2 | NA | NA | GREY | 170 | 90 | NS | NA | NA | NA | NA | NA | NA | NA | GB | 9021109000 | 200
31 | ADMs for ADM Modular System | C-Pro Direct Ltd | YES | C-Pro Direct Ireland | HPRA | C-Pro Direct Ltd | MHRA | MDD / MDR | Class 1 | GS1 | 506059152ADMNA35 | GMDN | 36206 | Ankle/Foot Orthosis | 17090GXXSRL | 170STJ 90TTJ GREY EXTRA EXTRA SMALL RIGHT ADM LOW | 5056293017060 | TBD 00000250 | XXS LOW | RIGHT | NA | NA | NA | 93 | 102 | 125 | EACH | EACH | 1 | 22 | 10 | 10 | 2200 | 0.2 | NA | NA | GREY | 170 | 90 | NS | NA | NA | NA | NA | NA | NA | NA | GB | 9021109000 | 200
31 | ADMs for ADM Modular System | C-Pro Direct Ltd | YES | C-Pro Direct Ireland | HPRA | C-Pro Direct Ltd | MHRA | MDD / MDR | Class 1 | GS1 | 506059152ADMNA35 | GMDN | 36206 | Ankle/Foot Orthosis | 17090GXXSRN | 170STJ 90TTJ GREY EXTRA EXTRA SMALL RIGHT ADM | 5056293007573 | TBD 00000251 | XXS | RIGHT | NA | NA | NA | 93 | 122 | 135 | EACH | EACH | 1 | 22 | 10 | 10 | 2200 | 0.2 | NA | NA | GREY | 170 | 90 | NS | NA | NA | NA | NA | NA | NA | NA | GB | 9021109000 | 200
31 | ADMs for ADM Modular System | C-Pro Direct Ltd | YES | C-Pro Direct Ireland | HPRA | C-Pro Direct Ltd | MHRA | MDD / MDR | Class 1 | GS1 | 506059152ADMNA35 | GMDN | 36206 | Ankle/Foot Orthosis | 17090GXXXSLL | 170STJ 90TTJ GREY XXX-Small LEFT ADM LOW | 5056293017473 | TBD 00000252 | XXXS LOW | LEFT | NA | NA | NA | 67 | 92 | 105 | EACH | EACH | 1 | 22 | 10 | 10 | 2200 | 0.2 | NA | NA | GREY | 170 | 90 | NS | NA | NA | NA | NA | NA | NA | NA | GB | 9021109000 | 200
31 | ADMs for ADM Modular System | C-Pro Direct Ltd | YES | C-Pro Direct Ireland | HPRA | C-Pro Direct Ltd | MHRA | MDD / MDR | Class 1 | GS1 | 506059152ADMNA35 | GMDN | 36206 | Ankle/Foot Orthosis | 17090GXXXSLN | 170STJ 90TTJ GREY XXX-Small LEFT ADM | 5056293010993 | TBD 00000253 | XXXS | LEFT | NA | NA | NA | 67 | 92 | 115 | EACH | EACH | 1 | 22 | 10 | 10 | 2200 | 0.2 | NA | NA | GREY | 170 | 90 | NS | NA | NA | NA | NA | NA | NA | NA | GB | 9021109000 | 200
31 | ADMs for ADM Modular System | C-Pro Direct Ltd | YES | C-Pro Direct Ireland | HPRA | C-Pro Direct Ltd | MHRA | MDD / MDR | Class 1 | GS1 | 506059152ADMNA35 | GMDN | 36206 | Ankle/Foot Orthosis | 17090GXXXSRL | 170STJ 90TTJ GREY XXX-Small RIGHT ADM LOW | 5056293017480 | TBD 00000254 | XXXS LOW | RIGHT | NA | NA | NA | 67 | 92 | 105 | EACH | EACH | 1 | 22 | 10 | 10 | 2200 | 0.2 | NA | NA | GREY | 170 | 90 | NS | NA | NA | NA | NA | NA | NA | NA | GB | 9021109000 | 200
31 | ADMs for ADM Modular System | C-Pro Direct Ltd | YES | C-Pro Direct Ireland | HPRA | C-Pro Direct Ltd | MHRA | MDD / MDR | Class 1 | GS1 | 506059152ADMNA35 | GMDN | 36206 | Ankle/Foot Orthosis | 17090GXXXSRN | 170STJ 90TTJ GREY XXX-Small RIGHT ADM | 5056293011259 | TBD 00000255 | XXXS | RIGHT | NA | NA | NA | 67 | 92 | 115 | EACH | EACH | 1 | 22 | 10 | 10 | 2200 | 0.2 | NA | NA | GREY | 170 | 90 | NS | NA | NA | NA | NA | NA | NA | NA | GB | 9021109000 | 200
31 | ADMs for ADM Modular System | C-Pro Direct Ltd | YES | C-Pro Direct Ireland | HPRA | C-Pro Direct Ltd | MHRA | MDD / MDR | Class 1 | GS1 | 506059152ADMNA35 | GMDN | 36206 | Ankle/Foot Orthosis | 240120GXSLN | 240STJ 120TTJ GREY EXTRA SMALL LEFT ADM | 5056293007580 | TBD 00000256 | XS | LEFT | NA | NA | NA | 103 | 132 | 160 | EACH | EACH | 1 | 22 | 10 | 10 | 2200 | 0.2 | NA | NA | GREY | 240 | 120 | NS | NA | NA | NA | NA | NA | NA | NA | GB | 9021109000 | 200
31 | ADMs for ADM Modular System | C-Pro Direct Ltd | YES | C-Pro Direct Ireland | HPRA | C-Pro Direct Ltd | MHRA | MDD / MDR | Class 1 | GS1 | 506059152ADMNA35 | GMDN | 36206 | Ankle/Foot Orthosis | 240120GXSRN | 240STJ 120TTJ GREY EXTRA SMALL RIGHT ADM | 5056293007597 | TBD 00000257 | XS | RIGHT | NA | NA | NA | 103 | 132 | 160 | EACH | EACH | 1 | 22 | 10 | 10 | 2200 | 0.2 | NA | NA | GREY | 240 | 120 | NS | NA | NA | NA | NA | NA | NA | NA | GB | 9021109000 | 200
31 | ADMs for ADM Modular System | C-Pro Direct Ltd | YES | C-Pro Direct Ireland | HPRA | C-Pro Direct Ltd | MHRA | MDD / MDR | Class 1 | GS1 | 506059152ADMNA35 | GMDN | 36206 | Ankle/Foot Orthosis | 240120GXXSLL | 240STJ 120TTJ GREY EXTRA EXTRA SMALL LEFT ADM LOW | 5056293017077 | TBD 00000258 | XXS LOW | LEFT | NA | NA | NA | 93 | 102 | 125 | EACH | EACH | 1 | 22 | 10 | 10 | 2200 | 0.2 | NA | NA | GREY | 240 | 120 | NS | NA | NA | NA | NA | NA | NA | NA | GB | 9021109000 | 200
31 | ADMs for ADM Modular System | C-Pro Direct Ltd | YES | C-Pro Direct Ireland | HPRA | C-Pro Direct Ltd | MHRA | MDD / MDR | Class 1 | GS1 | 506059152ADMNA35 | GMDN | 36206 | Ankle/Foot Orthosis | 240120GXXSLN | 240STJ 120TTJ GREY EXTRA EXTRA SMALL LEFT ADM | 5056293011044 | TBD 00000259 | XXS | LEFT | NA | NA | NA | 93 | 122 | 135 | EACH | EACH | 1 | 22 | 10 | 10 | 2200 | 0.2 | NA | NA | GREY | 240 | 120 | NS | NA | NA | NA | NA | NA | NA | NA | GB | 9021109000 | 200
31 | ADMs for ADM Modular System | C-Pro Direct Ltd | YES | C-Pro Direct Ireland | HPRA | C-Pro Direct Ltd | MHRA | MDD / MDR | Class 1 | GS1 | 506059152ADMNA35 | GMDN | 36206 | Ankle/Foot Orthosis | 240120GXXSRL | 240STJ 120TTJ GREY EXTRA EXTRA SMALL RIGHT ADM LOW | 5056293017084 | TBD 00000260 | XXS LOW | RIGHT | NA | NA | NA | 93 | 102 | 125 | EACH | EACH | 1 | 22 | 10 | 10 | 2200 | 0.2 | NA | NA | GREY | 240 | 120 | NS | NA | NA | NA | NA | NA | NA | NA | GB | 9021109000 | 200
31 | ADMs for ADM Modular System | C-Pro Direct Ltd | YES | C-Pro Direct Ireland | HPRA | C-Pro Direct Ltd | MHRA | MDD / MDR | Class 1 | GS1 | 506059152ADMNA35 | GMDN | 36206 | Ankle/Foot Orthosis | 240120GXXSRN | 240STJ 120TTJ GREY EXTRA EXTRA SMALL RIGHT ADM | 5056293011297 | TBD 00000261 | XXS | RIGHT | NA | NA | NA | 93 | 122 | 135 | EACH | EACH | 1 | 22 | 10 | 10 | 2200 | 0.2 | NA | NA | GREY | 240 | 120 | NS | NA | NA | NA | NA | NA | NA | NA | GB | 9021109000 | 200
31 | ADMs for ADM Modular System | C-Pro Direct Ltd | YES | C-Pro Direct Ireland | HPRA | C-Pro Direct Ltd | MHRA | MDD / MDR | Class 1 | GS1 | 506059152ADMNA35 | GMDN | 36206 | Ankle/Foot Orthosis | 240170GXSLN | 240STJ 170TTJ GREY EXTRA SMALL LEFT ADM | 5056293007603 | TBD 00000262 | XS | LEFT | NA | NA | NA | 103 | 132 | 160 | EACH | EACH | 1 | 22 | 10 | 10 | 2200 | 0.2 | NA | NA | GREY | 240 | 170 | NS | NA | NA | NA | NA | NA | NA | NA | GB | 9021109000 | 200
31 | ADMs for ADM Modular System | C-Pro Direct Ltd | YES | C-Pro Direct Ireland | HPRA | C-Pro Direct Ltd | MHRA | MDD / MDR | Class 1 | GS1 | 506059152ADMNA35 | GMDN | 36206 | Ankle/Foot Orthosis | 240170GXSRN | 240STJ 170TTJ GREY EXTRA SMALL RIGHT ADM | 5056293007610 | TBD 00000263 | XS | RIGHT | NA | NA | NA | 103 | 132 | 160 | EACH | EACH | 1 | 22 | 10 | 10 | 2200 | 0.2 | NA | NA | GREY | 240 | 170 | NS | NA | NA | NA | NA | NA | NA | NA | GB | 9021109000 | 200
31 | ADMs for ADM Modular System | C-Pro Direct Ltd | YES | C-Pro Direct Ireland | HPRA | C-Pro Direct Ltd | MHRA | MDD / MDR | Class 1 | GS1 | 506059152ADMNA35 | GMDN | 36206 | Ankle/Foot Orthosis | 240170GXXSLL | 240STJ 170TTJ GREY EXTRA EXTRA SMALL LEFT ADM LOW | 5056293017091 | TBD 00000264 | XXS LOW | LEFT | NA | NA | NA | 93 | 102 | 125 | EACH | EACH | 1 | 22 | 10 | 10 | 2200 | 0.2 | NA | NA | GREY | 240 | 170 | NS | NA | NA | NA | NA | NA | NA | NA | GB | 9021109000 | 200
31 | ADMs for ADM Modular System | C-Pro Direct Ltd | YES | C-Pro Direct Ireland | HPRA | C-Pro Direct Ltd | MHRA | MDD / MDR | Class 1 | GS1 | 506059152ADMNA35 | GMDN | 36206 | Ankle/Foot Orthosis | 240170GXXSLN | 240STJ 170TTJ GREY EXTRA EXTRA SMALL LEFT ADM | 5056293011037 | TBD 00000265 | XXS | LEFT | NA | NA | NA | 93 | 122 | 135 | EACH | EACH | 1 | 22 | 10 | 10 | 2200 | 0.2 | NA | NA | GREY | 240 | 170 | NS | NA | NA | NA | NA | NA | NA | NA | GB | 9021109000 | 200
31 | ADMs for ADM Modular System | C-Pro Direct Ltd | YES | C-Pro Direct Ireland | HPRA | C-Pro Direct Ltd | MHRA | MDD / MDR | Class 1 | GS1 | 506059152ADMNA35 | GMDN | 36206 | Ankle/Foot Orthosis | 240170GXXSRL | 240STJ 170TTJ GREY EXTRA EXTRA SMALL RIGHT ADM LOW | 5056293017107 | TBD 00000266 | XXS LOW | RIGHT | NA | NA | NA | 93 | 102 | 125 | EACH | EACH | 1 | 22 | 10 | 10 | 2200 | 0.2 | NA | NA | GREY | 240 | 170 | NS | NA | NA | NA | NA | NA | NA | NA | GB | 9021109000 | 200
31 | ADMs for ADM Modular System | C-Pro Direct Ltd | YES | C-Pro Direct Ireland | HPRA | C-Pro Direct Ltd | MHRA | MDD / MDR | Class 1 | GS1 | 506059152ADMNA35 | GMDN | 36206 | Ankle/Foot Orthosis | 240170GXXSRN | 240STJ 170TTJ GREY EXTRA EXTRA SMALL RIGHT ADM | 5056293011280 | TBD 00000267 | XXS | RIGHT | NA | NA | NA | 93 | 122 | 135 | EACH | EACH | 1 | 22 | 10 | 10 | 2200 | 0.2 | NA | NA | GREY | 240 | 170 | NS | NA | NA | NA | NA | NA | NA | NA | GB | 9021109000 | 200
31 | ADMs for ADM Modular System | C-Pro Direct Ltd | YES | C-Pro Direct Ireland | HPRA | C-Pro Direct Ltd | MHRA | MDD / MDR | Class 1 | GS1 | 506059152ADMNA35 | GMDN | 36206 | Ankle/Foot Orthosis | 240240GSLN | 240STJ 240TTJ GREY SMALL LEFT ADM | 5056293007627 | TBD 00000268 | S | LEFT | NA | NA | NA | 123 | 132 | 185 | EACH | EACH | 1 | 22 | 10 | 10 | 2200 | 0.2 | NA | NA | GREY | 240 | 240 | NS | NA | NA | NA | NA | NA | NA | NA | GB | 9021109000 | 200
31 | ADMs for ADM Modular System | C-Pro Direct Ltd | YES | C-Pro Direct Ireland | HPRA | C-Pro Direct Ltd | MHRA | MDD / MDR | Class 1 | GS1 | 506059152ADMNA35 | GMDN | 36206 | Ankle/Foot Orthosis | 240240GSRN | 240STJ 240TTJ GREY SMALL RIGHT ADM | 5056293007634 | TBD 00000269 | S | RIGHT | NA | NA | NA | 123 | 132 | 185 | EACH | EACH | 1 | 22 | 10 | 10 | 2200 | 0.2 | NA | NA | GREY | 240 | 240 | NS | NA | NA | NA | NA | NA | NA | NA | GB | 9021109000 | 200
31 | ADMs for ADM Modular System | C-Pro Direct Ltd | YES | C-Pro Direct Ireland | HPRA | C-Pro Direct Ltd | MHRA | MDD / MDR | Class 1 | GS1 | 506059152ADMNA35 | GMDN | 36206 | Ankle/Foot Orthosis | 240240GXSLN | 240STJ 240TTJ GREY EXTRA SMALL LEFT ADM | 5056293007641 | TBD 00000270 | XS | LEFT | NA | NA | NA | 103 | 132 | 160 | EACH | EACH | 1 | 22 | 10 | 10 | 2200 | 0.2 | NA | NA | GREY | 240 | 240 | NS | NA | NA | NA | NA | NA | NA | NA | GB | 9021109000 | 200
31 | ADMs for ADM Modular System | C-Pro Direct Ltd | YES | C-Pro Direct Ireland | HPRA | C-Pro Direct Ltd | MHRA | MDD / MDR | Class 1 | GS1 | 506059152ADMNA35 | GMDN | 36206 | Ankle/Foot Orthosis | 240240GXSRN | 240STJ 240TTJ GREY EXTRA SMALL RIGHT ADM | 5056293007658 | TBD 00000271 | XS | RIGHT | NA | NA | NA | 103 | 132 | 160 | EACH | EACH | 1 | 22 | 10 | 10 | 2200 | 0.2 | NA | NA | GREY | 240 | 240 | NS | NA | NA | NA | NA | NA | NA | NA | GB | 9021109000 | 200
31 | ADMs for ADM Modular System | C-Pro Direct Ltd | YES | C-Pro Direct Ireland | HPRA | C-Pro Direct Ltd | MHRA | MDD / MDR | Class 1 | GS1 | 506059152ADMNA35 | GMDN | 36206 | Ankle/Foot Orthosis | 240240GXXSLL | 240STJ 240TTJ GREY EXTRA EXTRA SMALL LEFT ADM LOW | 5056293017114 | TBD 00000272 | XXS LOW | LEFT | NA | NA | NA | 93 | 102 | 125 | EACH | EACH | 1 | 22 | 10 | 10 | 2200 | 0.2 | NA | NA | GREY | 240 | 240 | NS | NA | NA | NA | NA | NA | NA | NA | GB | 9021109000 | 200
31 | ADMs for ADM Modular System | C-Pro Direct Ltd | YES | C-Pro Direct Ireland | HPRA | C-Pro Direct Ltd | MHRA | MDD / MDR | Class 1 | GS1 | 506059152ADMNA35 | GMDN | 36206 | Ankle/Foot Orthosis | 240240GXXSLN | 240STJ 240TTJ GREY EXTRA EXTRA SMALL LEFT ADM | 5056293011051 | TBD 00000273 | XXS | LEFT | NA | NA | NA | 93 | 122 | 135 | EACH | EACH | 1 | 22 | 10 | 10 | 2200 | 0.2 | NA | NA | GREY | 240 | 240 | NS | NA | NA | NA | NA | NA | NA | NA | GB | 9021109000 | 200
31 | ADMs for ADM Modular System | C-Pro Direct Ltd | YES | C-Pro Direct Ireland | HPRA | C-Pro Direct Ltd | MHRA | MDD / MDR | Class 1 | GS1 | 506059152ADMNA35 | GMDN | 36206 | Ankle/Foot Orthosis | 240240GXXSRL | 240STJ 240TTJ GREY EXTRA EXTRA SMALL RIGHT ADM LOW | 5056293017121 | TBD 00000274 | XXS LOW | RIGHT | NA | NA | NA | 93 | 102 | 125 | EACH | EACH | 1 | 22 | 10 | 10 | 2200 | 0.2 | NA | NA | GREY | 240 | 240 | NS | NA | NA | NA | NA | NA | NA | NA | GB | 9021109000 | 200
31 | ADMs for ADM Modular System | C-Pro Direct Ltd | YES | C-Pro Direct Ireland | HPRA | C-Pro Direct Ltd | MHRA | MDD / MDR | Class 1 | GS1 | 506059152ADMNA35 | GMDN | 36206 | Ankle/Foot Orthosis | 240240GXXSRN | 240STJ 240TTJ GREY EXTRA EXTRA SMALL RIGHT ADM | 5056293011303 | TBD 00000275 | XXS | RIGHT | NA | NA | NA | 93 | 122 | 135 | EACH | EACH | 1 | 22 | 10 | 10 | 2200 | 0.2 | NA | NA | GREY | 240 | 240 | NS | NA | NA | NA | NA | NA | NA | NA | GB | 9021109000 | 200
31 | ADMs for ADM Modular System | C-Pro Direct Ltd | YES | C-Pro Direct Ireland | HPRA | C-Pro Direct Ltd | MHRA | MDD / MDR | Class 1 | GS1 | 506059152ADMNA35 | GMDN | 36206 | Ankle/Foot Orthosis | 240310GSLN | 240STJ 310TTJ GREY SMALL LEFT ADM | 5056293007665 | TBD 00000276 | S | LEFT | NA | NA | NA | 123 | 132 | 185 | EACH | EACH | 1 | 22 | 10 | 10 | 2200 | 0.2 | NA | NA | GREY | 240 | 310 | NS | NA | NA | NA | NA | NA | NA | NA | GB | 9021109000 | 200
31 | ADMs for ADM Modular System | C-Pro Direct Ltd | YES | C-Pro Direct Ireland | HPRA | C-Pro Direct Ltd | MHRA | MDD / MDR | Class 1 | GS1 | 506059152ADMNA35 | GMDN | 36206 | Ankle/Foot Orthosis | 240310GSRN | 240STJ 310TTJ GREY SMALL RIGHT ADM | 5056293007672 | TBD 00000277 | S | RIGHT | NA | NA | NA | 123 | 132 | 185 | EACH | EACH | 1 | 22 | 10 | 10 | 2200 | 0.2 | NA | NA | GREY | 240 | 310 | NS | NA | NA | NA | NA | NA | NA | NA | GB | 9021109000 | 200
31 | ADMs for ADM Modular System | C-Pro Direct Ltd | YES | C-Pro Direct Ireland | HPRA | C-Pro Direct Ltd | MHRA | MDD / MDR | Class 1 | GS1 | 506059152ADMNA35 | GMDN | 36206 | Ankle/Foot Orthosis | 240310GXSLN | 240STJ 310TTJ GREY EXTRA SMALL LEFT ADM | 5056293007689 | TBD 00000278 | XS | LEFT | NA | NA | NA | 103 | 132 | 160 | EACH | EACH | 1 | 22 | 10 | 10 | 2200 | 0.2 | NA | NA | GREY | 240 | 310 | STD | NA | NA | NA | NA | NA | NA | NA | GB | 9021109000 | 200
31 | ADMs for ADM Modular System | C-Pro Direct Ltd | YES | C-Pro Direct Ireland | HPRA | C-Pro Direct Ltd | MHRA | MDD / MDR | Class 1 | GS1 | 506059152ADMNA35 | GMDN | 36206 | Ankle/Foot Orthosis | 240310GXSRN | 240STJ 310TTJ GREY EXTRA SMALL RIGHT ADM | 5056293007696 | TBD 00000279 | XS | RIGHT | NA | NA | NA | 103 | 132 | 160 | EACH | EACH | 1 | 22 | 10 | 10 | 2200 | 0.2 | NA | NA | GREY | 240 | 310 | STD | NA | NA | NA | NA | NA | NA | NA | GB | 9021109000 | 200
31 | ADMs for ADM Modular System | C-Pro Direct Ltd | YES | C-Pro Direct Ireland | HPRA | C-Pro Direct Ltd | MHRA | MDD / MDR | Class 1 | GS1 | 506059152ADMNA35 | GMDN | 36206 | Ankle/Foot Orthosis | 240310GXXSLL | 240STJ 310TTJ GREY EXTRA EXTRA SMALL LEFT ADM LOW | 5056293019491 | TBD 00000280 | XXS LOW | LEFT | NA | NA | NA | 93 | 102 | 125 | EACH | EACH | 1 | 22 | 10 | 10 | 2200 | 0.2 | NA | NA | GREY | 240 | 310 | NS | NA | NA | NA | NA | NA | NA | NA | GB | 9021109000 | 200
31 | ADMs for ADM Modular System | C-Pro Direct Ltd | YES | C-Pro Direct Ireland | HPRA | C-Pro Direct Ltd | MHRA | MDD / MDR | Class 1 | GS1 | 506059152ADMNA35 | GMDN | 36206 | Ankle/Foot Orthosis | 240310GXXSLN | 240STJ 310TTJ GREY EXTRA EXTRA SMALL LEFT ADM | 5056293019453 | TBD 00000281 | XXS | LEFT | NA | NA | NA | 93 | 122 | 135 | EACH | EACH | 1 | 22 | 10 | 10 | 2200 | 0.2 | NA | NA | GREY | 240 | 310 | NS | NA | NA | NA | NA | NA | NA | NA | GB | 9021109000 | 200
31 | ADMs for ADM Modular System | C-Pro Direct Ltd | YES | C-Pro Direct Ireland | HPRA | C-Pro Direct Ltd | MHRA | MDD / MDR | Class 1 | GS1 | 506059152ADMNA35 | GMDN | 36206 | Ankle/Foot Orthosis | 240310GXXSRL | 240STJ 310TTJ GREY EXTRA EXTRA SMALL RIGHT ADM LOW | 5056293019507 | TBD 00000282 | XXS LOW | RIGHT | NA | NA | NA | 93 | 102 | 125 | EACH | EACH | 1 | 22 | 10 | 10 | 2200 | 0.2 | NA | NA | GREY | 240 | 310 | NS | NA | NA | NA | NA | NA | NA | NA | GB | 9021109000 | 200
31 | ADMs for ADM Modular System | C-Pro Direct Ltd | YES | C-Pro Direct Ireland | HPRA | C-Pro Direct Ltd | MHRA | MDD / MDR | Class 1 | GS1 | 506059152ADMNA35 | GMDN | 36206 | Ankle/Foot Orthosis | 240310GXXSRN | 240STJ 310TTJ GREY EXTRA EXTRA SMALL RIGHT ADM | 5056293019460 | TBD 00000283 | XXS | RIGHT | NA | NA | NA | 93 | 122 | 135 | EACH | EACH | 1 | 22 | 10 | 10 | 2200 | 0.2 | NA | NA | GREY | 240 | 310 | NS | NA | NA | NA | NA | NA | NA | NA | GB | 9021109000 | 200
31 | ADMs for ADM Modular System | C-Pro Direct Ltd | YES | C-Pro Direct Ireland | HPRA | C-Pro Direct Ltd | MHRA | MDD / MDR | Class 1 | GS1 | 506059152ADMNA35 | GMDN | 36206 | Ankle/Foot Orthosis | 240320GSLN | 240STJ 320TTJ GREY SMALL LEFT ADM | 5056293021289 | TBD 00000283a | S | LEFT | NA | NA | NA | 123 | 132 | 185 | EACH | EACH | 1 | 22 | 10 | 10 | 2200 | 0.2 | NA | NA | GREY | 240 | 320 | NS | NA | NA | NA | NA | NA | NA | NA | GB | 9021109000 | 200
31 | ADMs for ADM Modular System | C-Pro Direct Ltd | YES | C-Pro Direct Ireland | HPRA | C-Pro Direct Ltd | MHRA | MDD / MDR | Class 1 | GS1 | 506059152ADMNA35 | GMDN | 36206 | Ankle/Foot Orthosis | 240320GSRN | 240STJ 320TTJ GREY SMALL RIGHT ADM | 5056293007702 | TBD 00000284 | S | RIGHT | NA | NA | NA | 123 | 132 | 185 | EACH | EACH | 1 | 22 | 10 | 10 | 2200 | 0.2 | NA | NA | GREY | 240 | 320 | NS | NA | NA | NA | NA | NA | NA | NA | GB | 9021109000 | 200
31 | ADMs for ADM Modular System | C-Pro Direct Ltd | YES | C-Pro Direct Ireland | HPRA | C-Pro Direct Ltd | MHRA | MDD / MDR | Class 1 | GS1 | 506059152ADMNA35 | GMDN | 36206 | Ankle/Foot Orthosis | 240420GSLN | 240STJ 420TTJ GREY SMALL LEFT ADM | 5056293007726 | TBD 00000286 | S | LEFT | NA | NA | NA | 123 | 132 | 185 | EACH | EACH | 1 | 22 | 10 | 10 | 2200 | 0.2 | NA | NA | GREY | 240 | 420 | NS | NA | NA | NA | NA | NA | NA | NA | GB | 9021109000 | 200
31 | ADMs for ADM Modular System | C-Pro Direct Ltd | YES | C-Pro Direct Ireland | HPRA | C-Pro Direct Ltd | MHRA | MDD / MDR | Class 1 | GS1 | 506059152ADMNA35 | GMDN | 36206 | Ankle/Foot Orthosis | 240420GSRN | 240STJ 420TTJ GREY SMALL RIGHT ADM | 5056293007733 | TBD 00000287 | S | RIGHT | NA | NA | NA | 123 | 132 | 185 | EACH | EACH | 1 | 22 | 10 | 10 | 2200 | 0.2 | NA | NA | GREY | 240 | 420 | NS | NA | NA | NA | NA | NA | NA | NA | GB | 9021109000 | 200
31 | ADMs for ADM Modular System | C-Pro Direct Ltd | YES | C-Pro Direct Ireland | HPRA | C-Pro Direct Ltd | MHRA | MDD / MDR | Class 1 | GS1 | 506059152ADMNA35 | GMDN | 36206 | Ankle/Foot Orthosis | 240420GXSLN | 240STJ 420TTJ GREY EXTRA SMALL LEFT ADM | 5056293007740 | TBD 00000288 | XS | LEFT | NA | NA | NA | 103 | 132 | 160 | EACH | EACH | 1 | 22 | 10 | 10 | 2200 | 0.2 | NA | NA | GREY | 240 | 420 | NS | NA | NA | NA | NA | NA | NA | NA | GB | 9021109000 | 200
31 | ADMs for ADM Modular System | C-Pro Direct Ltd | YES | C-Pro Direct Ireland | HPRA | C-Pro Direct Ltd | MHRA | MDD / MDR | Class 1 | GS1 | 506059152ADMNA35 | GMDN | 36206 | Ankle/Foot Orthosis | 240420GXSRN | 240STJ 420TTJ GREY EXTRA SMALL RIGHT ADM | 5056293007757 | TBD 00000289 | XS | RIGHT | NA | NA | NA | 103 | 132 | 160 | EACH | EACH | 1 | 22 | 10 | 10 | 2200 | 0.2 | NA | NA | GREY | 240 | 420 | NS | NA | NA | NA | NA | NA | NA | NA | GB | 9021109000 | 200
31 | ADMs for ADM Modular System | C-Pro Direct Ltd | YES | C-Pro Direct Ireland | HPRA | C-Pro Direct Ltd | MHRA | MDD / MDR | Class 1 | GS1 | 506059152ADMNA35 | GMDN | 36206 | Ankle/Foot Orthosis | 240490GSLN | 240STJ 490TTJ GREY SMALL LEFT ADM | 5056293007764 | TBD 00000290 | S | LEFT | NA | NA | NA | 123 | 132 | 185 | EACH | EACH | 1 | 22 | 10 | 10 | 2200 | 0.2 | NA | NA | GREY | 240 | 490 | NS | NA | NA | NA | NA | NA | NA | NA | GB | 9021109000 | 200
31 | ADMs for ADM Modular System | C-Pro Direct Ltd | YES | C-Pro Direct Ireland | HPRA | C-Pro Direct Ltd | MHRA | MDD / MDR | Class 1 | GS1 | 506059152ADMNA35 | GMDN | 36206 | Ankle/Foot Orthosis | 240490GSRN | 240STJ 490TTJ GREY SMALL RIGHT ADM | 5056293007771 | TBD 00000291 | S | RIGHT | NA | NA | NA | 123 | 132 | 185 | EACH | EACH | 1 | 22 | 10 | 10 | 2200 | 0.2 | NA | NA | GREY | 240 | 490 | NS | NA | NA | NA | NA | NA | NA | NA | GB | 9021109000 | 200
31 | ADMs for ADM Modular System | C-Pro Direct Ltd | YES | C-Pro Direct Ireland | HPRA | C-Pro Direct Ltd | MHRA | MDD / MDR | Class 1 | GS1 | 506059152ADMNA35 | GMDN | 36206 | Ankle/Foot Orthosis | 240490GXSLN | 240STJ 490TTJ GREY EXTRA SMALL LEFT ADM | 5056293019569 | TBD 00000292 | XS | LEFT | NA | NA | NA | 103 | 132 | 160 | EACH | EACH | 1 | 22 | 10 | 10 | 2200 | 0.2 | NA | NA | GREY | 240 | 490 | NS | NA | NA | NA | NA | NA | NA | NA | GB | 9021109000 | 200
31 | ADMs for ADM Modular System | C-Pro Direct Ltd | YES | C-Pro Direct Ireland | HPRA | C-Pro Direct Ltd | MHRA | MDD / MDR | Class 1 | GS1 | 506059152ADMNA35 | GMDN | 36206 | Ankle/Foot Orthosis | 240490GXSRN | 240STJ 490TTJ GREY EXTRA SMALL RIGHT ADM | 5056293019637 | TBD 00000294 | XS | RIGHT | NA | NA | NA | 103 | 132 | 160 | EACH | EACH | 1 | 22 | 10 | 10 | 2200 | 0.2 | NA | NA | GREY | 240 | 490 | NS | NA | NA | NA | NA | NA | NA | NA | GB | 9021109000 | 200
31 | ADMs for ADM Modular System | C-Pro Direct Ltd | YES | C-Pro Direct Ireland | HPRA | C-Pro Direct Ltd | MHRA | MDD / MDR | Class 1 | GS1 | 506059152ADMNA35 | GMDN | 36206 | Ankle/Foot Orthosis | 240590GSLN | 240STJ 590TTJ GREY SMALL LEFT ADM | 5056293007825 | TBD 00000298 | S | LEFT | NA | NA | NA | 123 | 132 | 185 | EACH | EACH | 1 | 22 | 10 | 10 | 2200 | 0.2 | NA | NA | GREY | 240 | 590 | NS | NA | NA | NA | NA | NA | NA | NA | GB | 9021109000 | 200
31 | ADMs for ADM Modular System | C-Pro Direct Ltd | YES | C-Pro Direct Ireland | HPRA | C-Pro Direct Ltd | MHRA | MDD / MDR | Class 1 | GS1 | 506059152ADMNA35 | GMDN | 36206 | Ankle/Foot Orthosis | 240590GSRN | 240STJ 590TTJ GREY SMALL RIGHT ADM | 5056293007832 | TBD 00000299 | S | RIGHT | NA | NA | NA | 123 | 132 | 185 | EACH | EACH | 1 | 22 | 10 | 10 | 2200 | 0.2 | NA | NA | GREY | 240 | 590 | NS | NA | NA | NA | NA | NA | NA | NA | GB | 9021109000 | 200
31 | ADMs for ADM Modular System | C-Pro Direct Ltd | YES | C-Pro Direct Ireland | HPRA | C-Pro Direct Ltd | MHRA | MDD / MDR | Class 1 | GS1 | 506059152ADMNA35 | GMDN | 36206 | Ankle/Foot Orthosis | 240750GSLN | 240STJ 750TTJ GREY SMALL LEFT ADM | 5056293007849 | TBD 00000300 | S | LEFT | NA | NA | NA | 123 | 132 | 185 | EACH | EACH | 1 | 22 | 10 | 10 | 2200 | 0.2 | NA | NA | GREY | 240 | 750 | NS | NA | NA | NA | NA | NA | NA | NA | GB | 9021109000 | 200
31 | ADMs for ADM Modular System | C-Pro Direct Ltd | YES | C-Pro Direct Ireland | HPRA | C-Pro Direct Ltd | MHRA | MDD / MDR | Class 1 | GS1 | 506059152ADMNA35 | GMDN | 36206 | Ankle/Foot Orthosis | 240750GSRN | 240STJ 750TTJ GREY SMALL RIGHT ADM | 5056293007856 | TBD 00000301 | S | RIGHT | NA | NA | NA | 123 | 132 | 185 | EACH | EACH | 1 | 22 | 10 | 10 | 2200 | 0.2 | NA | NA | GREY | 240 | 750 | NS | NA | NA | NA | NA | NA | NA | NA | GB | 9021109000 | 200
31 | ADMs for ADM Modular System | C-Pro Direct Ltd | YES | C-Pro Direct Ireland | HPRA | C-Pro Direct Ltd | MHRA | MDD / MDR | Class 1 | GS1 | 506059152ADMNA35 | GMDN | 36206 | Ankle/Foot Orthosis | 250320GMLL | 250STJ 320TTJ GREY MEDIUM LEFT ADM LOW | 5056293016292 | TBD 00000302 | M LOW | LEFT | NA | NA | NA | 143 | 162 | 205 | EACH | EACH | 1 | 30 | 11 | 11 | 3630 | 0.33 | NA | NA | GREY | 250 | 320 | NS | NA | NA | NA | NA | NA | NA | NA | GB | 9021109000 | 200
31 | ADMs for ADM Modular System | C-Pro Direct Ltd | YES | C-Pro Direct Ireland | HPRA | C-Pro Direct Ltd | MHRA | MDD / MDR | Class 1 | GS1 | 506059152ADMNA35 | GMDN | 36206 | Ankle/Foot Orthosis | 250320GMLN | 250STJ 320TTJ GREY MEDIUM LEFT ADM | 5056293007863 | TBD 00000303 | M | LEFT | NA | NA | NA | 143 | 162 | 220 | EACH | EACH | 1 | 30 | 11 | 11 | 3630 | 0.33 | NA | NA | GREY | 250 | 320 | NS | NA | NA | NA | NA | NA | NA | NA | GB | 9021109000 | 200
31 | ADMs for ADM Modular System | C-Pro Direct Ltd | YES | C-Pro Direct Ireland | HPRA | C-Pro Direct Ltd | MHRA | MDD / MDR | Class 1 | GS1 | 506059152ADMNA35 | GMDN | 36206 | Ankle/Foot Orthosis | 250320GMRL | 250STJ 320TTJ GREY MEDIUM RIGHT ADM LOW | 5056293016308 | TBD 00000304 | M LOW | RIGHT | NA | NA | NA | 143 | 162 | 205 | EACH | EACH | 1 | 30 | 11 | 11 | 3630 | 0.33 | NA | NA | GREY | 250 | 320 | NS | NA | NA | NA | NA | NA | NA | NA | GB | 9021109000 | 200
31 | ADMs for ADM Modular System | C-Pro Direct Ltd | YES | C-Pro Direct Ireland | HPRA | C-Pro Direct Ltd | MHRA | MDD / MDR | Class 1 | GS1 | 506059152ADMNA35 | GMDN | 36206 | Ankle/Foot Orthosis | 250320GMRN | 250STJ 320TTJ GREY MEDIUM RIGHT ADM | 5056293007870 | TBD 00000305 | M | RIGHT | NA | NA | NA | 143 | 162 | 220 | EACH | EACH | 1 | 30 | 11 | 11 | 3630 | 0.33 | NA | NA | GREY | 250 | 320 | NS | NA | NA | NA | NA | NA | NA | NA | GB | 9021109000 | 200
31 | ADMs for ADM Modular System | C-Pro Direct Ltd | YES | C-Pro Direct Ireland | HPRA | C-Pro Direct Ltd | MHRA | MDD / MDR | Class 1 | GS1 | 506059152ADMNA35 | GMDN | 36206 | Ankle/Foot Orthosis | 250400GLLN | 250STJ 400TTJ GREY LARGE LEFT ADM | 5056293007887 | TBD 00000306 | L | LEFT | NA | NA | NA | 183 | 202 | 275 | EACH | EACH | 1 | 30 | 11 | 11 | 3630 | 0.33 | NA | NA | GREY | 250 | 400 | NS | NA | NA | NA | NA | NA | NA | NA | GB | 9021109000 | 200
31 | ADMs for ADM Modular System | C-Pro Direct Ltd | YES | C-Pro Direct Ireland | HPRA | C-Pro Direct Ltd | MHRA | MDD / MDR | Class 1 | GS1 | 506059152ADMNA35 | GMDN | 36206 | Ankle/Foot Orthosis | 250400GLRN | 250STJ 400TTJ GREY LARGE RIGHT ADM | 5056293007894 | TBD 00000307 | L | RIGHT | NA | NA | NA | 183 | 202 | 275 | EACH | EACH | 1 | 30 | 11 | 11 | 3630 | 0.33 | NA | NA | GREY | 250 | 400 | NS | NA | NA | NA | NA | NA | NA | NA | GB | 9021109000 | 200
31 | ADMs for ADM Modular System | C-Pro Direct Ltd | YES | C-Pro Direct Ireland | HPRA | C-Pro Direct Ltd | MHRA | MDD / MDR | Class 1 | GS1 | 506059152ADMNA35 | GMDN | 36206 | Ankle/Foot Orthosis | 250400GMLL | 250STJ 400TTJ GREY MEDIUM LEFT ADM LOW | 5056293016315 | TBD 00000308 | M LOW | LEFT | NA | NA | NA | 143 | 162 | 205 | EACH | EACH | 1 | 30 | 11 | 11 | 3630 | 0.33 | NA | NA | GREY | 250 | 400 | NS | NA | NA | NA | NA | NA | NA | NA | GB | 9021109000 | 200
31 | ADMs for ADM Modular System | C-Pro Direct Ltd | YES | C-Pro Direct Ireland | HPRA | C-Pro Direct Ltd | MHRA | MDD / MDR | Class 1 | GS1 | 506059152ADMNA35 | GMDN | 36206 | Ankle/Foot Orthosis | 250400GMLN | 250STJ 400TTJ GREY MEDIUM LEFT ADM | 5056293007900 | TBD 00000309 | M | LEFT | NA | NA | NA | 143 | 162 | 220 | EACH | EACH | 1 | 30 | 11 | 11 | 3630 | 0.33 | NA | NA | GREY | 250 | 400 | NS | NA | NA | NA | NA | NA | NA | NA | GB | 9021109000 | 200
31 | ADMs for ADM Modular System | C-Pro Direct Ltd | YES | C-Pro Direct Ireland | HPRA | C-Pro Direct Ltd | MHRA | MDD / MDR | Class 1 | GS1 | 506059152ADMNA35 | GMDN | 36206 | Ankle/Foot Orthosis | 250400GMRL | 250STJ 400TTJ GREY MEDIUM RIGHT ADM LOW | 5056293016322 | TBD 00000310 | M LOW | RIGHT | NA | NA | NA | 143 | 162 | 205 | EACH | EACH | 1 | 30 | 11 | 11 | 3630 | 0.33 | NA | NA | GREY | 250 | 400 | NS | NA | NA | NA | NA | NA | NA | NA | GB | 9021109000 | 200
31 | ADMs for ADM Modular System | C-Pro Direct Ltd | YES | C-Pro Direct Ireland | HPRA | C-Pro Direct Ltd | MHRA | MDD / MDR | Class 1 | GS1 | 506059152ADMNA35 | GMDN | 36206 | Ankle/Foot Orthosis | 250400GMRN | 250STJ 400TTJ GREY MEDIUM RIGHT ADM | 5056293007917 | TBD 00000311 | M | RIGHT | NA | NA | NA | 143 | 162 | 220 | EACH | EACH | 1 | 30 | 11 | 11 | 3630 | 0.33 | NA | NA | GREY | 250 | 400 | NS | NA | NA | NA | NA | NA | NA | NA | GB | 9021109000 | 200
31 | ADMs for ADM Modular System | C-Pro Direct Ltd | YES | C-Pro Direct Ireland | HPRA | C-Pro Direct Ltd | MHRA | MDD / MDR | Class 1 | GS1 | 506059152ADMNA35 | GMDN | 36206 | Ankle/Foot Orthosis | 250400GSMLL | 250STJ 400TTJ GREY SMALL-MED LEFT ADM LOW | 5056293015813 | TBD 00000312 | SM LOW | LEFT | NA | NA | NA | 133 | 142 | 182 | EACH | EACH | 1 | 25 | 11 | 11 | 3025 | 0.26 | NA | NA | GREY | 250 | 400 | NS | NA | NA | NA | NA | NA | NA | NA | GB | 9021109000 | 200
31 | ADMs for ADM Modular System | C-Pro Direct Ltd | YES | C-Pro Direct Ireland | HPRA | C-Pro Direct Ltd | MHRA | MDD / MDR | Class 1 | GS1 | 506059152ADMNA35 | GMDN | 36206 | Ankle/Foot Orthosis | 250400GSMLN | 250STJ 400TTJ GREY SMALL-MEDIUM LEFT ADM | 5056293007924 | TBD 00000313 | SM | LEFT | NA | NA | NA | 133 | 142 | 200 | EACH | EACH | 1 | 25 | 11 | 11 | 3025 | 0.26 | NA | NA | GREY | 250 | 400 | NS | NA | NA | NA | NA | NA | NA | NA | GB | 9021109000 | 200
31 | ADMs for ADM Modular System | C-Pro Direct Ltd | YES | C-Pro Direct Ireland | HPRA | C-Pro Direct Ltd | MHRA | MDD / MDR | Class 1 | GS1 | 506059152ADMNA35 | GMDN | 36206 | Ankle/Foot Orthosis | 250400GSMRL | 250STJ 400TTJ GREY SMALL-MED RIGHT ADM LOW | 5056293015820 | TBD 00000314 | SM LOW | RIGHT | NA | NA | NA | 133 | 142 | 182 | EACH | EACH | 1 | 25 | 11 | 11 | 3025 | 0.26 | NA | NA | GREY | 250 | 400 | NS | NA | NA | NA | NA | NA | NA | NA | GB | 9021109000 | 200
31 | ADMs for ADM Modular System | C-Pro Direct Ltd | YES | C-Pro Direct Ireland | HPRA | C-Pro Direct Ltd | MHRA | MDD / MDR | Class 1 | GS1 | 506059152ADMNA35 | GMDN | 36206 | Ankle/Foot Orthosis | 250400GSMRN | 250STJ 400TTJ GREY SMALL-MEDIUM RIGHT ADM | 5056293007931 | TBD 00000315 | SM | RIGHT | NA | NA | NA | 133 | 142 | 200 | EACH | EACH | 1 | 25 | 11 | 11 | 3025 | 0.26 | NA | NA | GREY | 250 | 400 | NS | NA | NA | NA | NA | NA | NA | NA | GB | 9021109000 | 200
31 | ADMs for ADM Modular System | C-Pro Direct Ltd | YES | C-Pro Direct Ireland | HPRA | C-Pro Direct Ltd | MHRA | MDD / MDR | Class 1 | GS1 | 506059152ADMNA35 | GMDN | 36206 | Ankle/Foot Orthosis | 250600GMLL | 250STJ 600TTJ GREY MEDIUM LEFT ADM LOW | 5056293016339 | TBD 00000316 | M LOW | LEFT | NA | NA | NA | 143 | 162 | 205 | EACH | EACH | 1 | 30 | 11 | 11 | 3630 | 0.33 | NA | NA | GREY | 250 | 600 | NS | NA | NA | NA | NA | NA | NA | NA | GB | 9021109000 | 200
31 | ADMs for ADM Modular System | C-Pro Direct Ltd | YES | C-Pro Direct Ireland | HPRA | C-Pro Direct Ltd | MHRA | MDD / MDR | Class 1 | GS1 | 506059152ADMNA35 | GMDN | 36206 | Ankle/Foot Orthosis | 250600GMLN | 250STJ 600TTJ GREY MEDIUM LEFT ADM | 5056293007948 | TBD 00000317 | M | LEFT | NA | NA | NA | 143 | 162 | 220 | EACH | EACH | 1 | 30 | 11 | 11 | 3630 | 0.33 | NA | NA | GREY | 250 | 600 | NS | NA | NA | NA | NA | NA | NA | NA | GB | 9021109000 | 200
31 | ADMs for ADM Modular System | C-Pro Direct Ltd | YES | C-Pro Direct Ireland | HPRA | C-Pro Direct Ltd | MHRA | MDD / MDR | Class 1 | GS1 | 506059152ADMNA35 | GMDN | 36206 | Ankle/Foot Orthosis | 250600GMRL | 250STJ 600TTJ GREY MEDIUM RIGHT ADM LOW | 5056293016346 | TBD 00000318 | M LOW | RIGHT | NA | NA | NA | 143 | 162 | 205 | EACH | EACH | 1 | 30 | 11 | 11 | 3630 | 0.33 | NA | NA | GREY | 250 | 600 | NS | NA | NA | NA | NA | NA | NA | NA | GB | 9021109000 | 200
31 | ADMs for ADM Modular System | C-Pro Direct Ltd | YES | C-Pro Direct Ireland | HPRA | C-Pro Direct Ltd | MHRA | MDD / MDR | Class 1 | GS1 | 506059152ADMNA35 | GMDN | 36206 | Ankle/Foot Orthosis | 250600GMRN | 250STJ 600TTJ GREY MEDIUM RIGHT ADM | 5056293007955 | TBD 00000319 | M | RIGHT | NA | NA | NA | 143 | 162 | 220 | EACH | EACH | 1 | 30 | 11 | 11 | 3630 | 0.33 | NA | NA | GREY | 250 | 600 | NS | NA | NA | NA | NA | NA | NA | NA | GB | 9021109000 | 200
31 | ADMs for ADM Modular System | C-Pro Direct Ltd | YES | C-Pro Direct Ireland | HPRA | C-Pro Direct Ltd | MHRA | MDD / MDR | Class 1 | GS1 | 506059152ADMNA35 | GMDN | 36206 | Ankle/Foot Orthosis | 250600GSMLL | 250STJ 600TTJ GREY SMALL-MED LEFT ADM LOW | 5056293015837 | TBD 00000320 | SM LOW | LEFT | NA | NA | NA | 133 | 142 | 182 | EACH | EACH | 1 | 25 | 11 | 11 | 3025 | 0.26 | NA | NA | GREY | 250 | 600 | NS | NA | NA | NA | NA | NA | NA | NA | GB | 9021109000 | 200
31 | ADMs for ADM Modular System | C-Pro Direct Ltd | YES | C-Pro Direct Ireland | HPRA | C-Pro Direct Ltd | MHRA | MDD / MDR | Class 1 | GS1 | 506059152ADMNA35 | GMDN | 36206 | Ankle/Foot Orthosis | 250600GSMLN | 250STJ 600TTJ GREY SMALL-MEDIUM LEFT ADM | 5056293007962 | TBD 00000321 | SM | LEFT | NA | NA | NA | 133 | 142 | 200 | EACH | EACH | 1 | 25 | 11 | 11 | 3025 | 0.26 | NA | NA | GREY | 250 | 600 | NS | NA | NA | NA | NA | NA | NA | NA | GB | 9021109000 | 200
31 | ADMs for ADM Modular System | C-Pro Direct Ltd | YES | C-Pro Direct Ireland | HPRA | C-Pro Direct Ltd | MHRA | MDD / MDR | Class 1 | GS1 | 506059152ADMNA35 | GMDN | 36206 | Ankle/Foot Orthosis | 250600GSMRL | 250STJ 600TTJ GREY SMALL-MED RIGHT ADM LOW | 5056293015844 | TBD 00000322 | SM LOW | RIGHT | NA | NA | NA | 133 | 142 | 182 | EACH | EACH | 1 | 25 | 11 | 11 | 3025 | 0.26 | NA | NA | GREY | 250 | 600 | NS | NA | NA | NA | NA | NA | NA | NA | GB | 9021109000 | 200
31 | ADMs for ADM Modular System | C-Pro Direct Ltd | YES | C-Pro Direct Ireland | HPRA | C-Pro Direct Ltd | MHRA | MDD / MDR | Class 1 | GS1 | 506059152ADMNA35 | GMDN | 36206 | Ankle/Foot Orthosis | 250600GSMRN | 250STJ 600TTJ GREY SMALL-MEDIUM RIGHT ADM | 5056293007979 | TBD 00000323 | SM | RIGHT | NA | NA | NA | 133 | 142 | 200 | EACH | EACH | 1 | 25 | 11 | 11 | 3025 | 0.26 | NA | NA | GREY | 250 | 600 | NS | NA | NA | NA | NA | NA | NA | NA | GB | 9021109000 | 200
31 | ADMs for ADM Modular System | C-Pro Direct Ltd | YES | C-Pro Direct Ireland | HPRA | C-Pro Direct Ltd | MHRA | MDD / MDR | Class 1 | GS1 | 506059152ADMNA35 | GMDN | 36206 | Ankle/Foot Orthosis | 250780GMLL | 250STJ 780TTJ GREY MEDIUM LEFT ADM LOW | 5056293016353 | TBD 00000324 | M LOW | LEFT | NA | NA | NA | 143 | 162 | 205 | EACH | EACH | 1 | 30 | 11 | 11 | 3630 | 0.33 | NA | NA | GREY | 250 | 780 | NS | NA | NA | NA | NA | NA | NA | NA | GB | 9021109000 | 200
31 | ADMs for ADM Modular System | C-Pro Direct Ltd | YES | C-Pro Direct Ireland | HPRA | C-Pro Direct Ltd | MHRA | MDD / MDR | Class 1 | GS1 | 506059152ADMNA35 | GMDN | 36206 | Ankle/Foot Orthosis | 250780GMLN | 250STJ 780TTJ GREY MEDIUM LEFT ADM | 5056293007986 | TBD 00000325 | M | LEFT | NA | NA | NA | 143 | 162 | 220 | EACH | EACH | 1 | 30 | 11 | 11 | 3630 | 0.33 | NA | NA | GREY | 250 | 780 | NS | NA | NA | NA | NA | NA | NA | NA | GB | 9021109000 | 200
31 | ADMs for ADM Modular System | C-Pro Direct Ltd | YES | C-Pro Direct Ireland | HPRA | C-Pro Direct Ltd | MHRA | MDD / MDR | Class 1 | GS1 | 506059152ADMNA35 | GMDN | 36206 | Ankle/Foot Orthosis | 250780GMRL | 250STJ 780TTJ GREY MEDIUM RIGHT ADM LOW | 5056293016360 | TBD 00000326 | M LOW | RIGHT | NA | NA | NA | 143 | 162 | 205 | EACH | EACH | 1 | 30 | 11 | 11 | 3630 | 0.33 | NA | NA | GREY | 250 | 780 | NS | NA | NA | NA | NA | NA | NA | NA | GB | 9021109000 | 200
31 | ADMs for ADM Modular System | C-Pro Direct Ltd | YES | C-Pro Direct Ireland | HPRA | C-Pro Direct Ltd | MHRA | MDD / MDR | Class 1 | GS1 | 506059152ADMNA35 | GMDN | 36206 | Ankle/Foot Orthosis | 250780GMRN | 250STJ 780TTJ GREY MEDIUM RIGHT ADM | 5056293007993 | TBD 00000327 | M | RIGHT | NA | NA | NA | 143 | 162 | 220 | EACH | EACH | 1 | 30 | 11 | 11 | 3630 | 0.33 | NA | NA | GREY | 250 | 780 | NS | NA | NA | NA | NA | NA | NA | NA | GB | 9021109000 | 200
31 | ADMs for ADM Modular System | C-Pro Direct Ltd | YES | C-Pro Direct Ireland | HPRA | C-Pro Direct Ltd | MHRA | MDD / MDR | Class 1 | GS1 | 506059152ADMNA35 | GMDN | 36206 | Ankle/Foot Orthosis | 250780GSMLL | 250STJ 780TTJ GREY SMALL-MED LEFT ADM LOW | 5056293015851 | TBD 00000328 | SM LOW | LEFT | NA | NA | NA | 133 | 142 | 182 | EACH | EACH | 1 | 25 | 11 | 11 | 3025 | 0.26 | NA | NA | GREY | 250 | 780 | NS | NA | NA | NA | NA | NA | NA | NA | GB | 9021109000 | 200
31 | ADMs for ADM Modular System | C-Pro Direct Ltd | YES | C-Pro Direct Ireland | HPRA | C-Pro Direct Ltd | MHRA | MDD / MDR | Class 1 | GS1 | 506059152ADMNA35 | GMDN | 36206 | Ankle/Foot Orthosis | 250780GSMLN | 250STJ 780TTJ GREY SMALL-MEDIUM LEFT ADM | 5056293008006 | TBD 00000329 | SM | LEFT | NA | NA | NA | 133 | 142 | 200 | EACH | EACH | 1 | 25 | 11 | 11 | 3025 | 0.26 | NA | NA | GREY | 250 | 780 | NS | NA | NA | NA | NA | NA | NA | NA | GB | 9021109000 | 200
31 | ADMs for ADM Modular System | C-Pro Direct Ltd | YES | C-Pro Direct Ireland | HPRA | C-Pro Direct Ltd | MHRA | MDD / MDR | Class 1 | GS1 | 506059152ADMNA35 | GMDN | 36206 | Ankle/Foot Orthosis | 250780GSMRL | 250STJ 780TTJ GREY SMALL-MED RIGHT ADM LOW | 5056293015868 | TBD 00000330 | SM LOW | RIGHT | NA | NA | NA | 133 | 142 | 182 | EACH | EACH | 1 | 25 | 11 | 11 | 3025 | 0.26 | NA | NA | GREY | 250 | 780 | NS | NA | NA | NA | NA | NA | NA | NA | GB | 9021109000 | 200
31 | ADMs for ADM Modular System | C-Pro Direct Ltd | YES | C-Pro Direct Ireland | HPRA | C-Pro Direct Ltd | MHRA | MDD / MDR | Class 1 | GS1 | 506059152ADMNA35 | GMDN | 36206 | Ankle/Foot Orthosis | 250780GSMRN | 250STJ 780TTJ GREY SMALL-MEDIUM RIGHT ADM | 5056293008013 | TBD 00000331 | SM | RIGHT | NA | NA | NA | 133 | 142 | 200 | EACH | EACH | 1 | 25 | 11 | 11 | 3025 | 0.26 | NA | NA | GREY | 250 | 780 | NS | NA | NA | NA | NA | NA | NA | NA | GB | 9021109000 | 200
31 | ADMs for ADM Modular System | C-Pro Direct Ltd | YES | C-Pro Direct Ireland | HPRA | C-Pro Direct Ltd | MHRA | MDD / MDR | Class 1 | GS1 | 506059152ADMNA35 | GMDN | 36206 | Ankle/Foot Orthosis | 250960GMLL | 250STJ 960TTJ GREY MEDIUM LEFT ADM LOW | 5056293016377 | TBD 00000332 | M LOW | LEFT | NA | NA | NA | 143 | 162 | 205 | EACH | EACH | 1 | 30 | 11 | 11 | 3630 | 0.33 | NA | NA | GREY | 250 | 960 | NS | NA | NA | NA | NA | NA | NA | NA | GB | 9021109000 | 200
31 | ADMs for ADM Modular System | C-Pro Direct Ltd | YES | C-Pro Direct Ireland | HPRA | C-Pro Direct Ltd | MHRA | MDD / MDR | Class 1 | GS1 | 506059152ADMNA35 | GMDN | 36206 | Ankle/Foot Orthosis | 250960GMLN | 250STJ 960TTJ GREY MEDIUM LEFT ADM | 5056293008020 | TBD 00000333 | M | LEFT | NA | NA | NA | 143 | 162 | 220 | EACH | EACH | 1 | 30 | 11 | 11 | 3630 | 0.33 | NA | NA | GREY | 250 | 960 | NS | NA | NA | NA | NA | NA | NA | NA | GB | 9021109000 | 200
31 | ADMs for ADM Modular System | C-Pro Direct Ltd | YES | C-Pro Direct Ireland | HPRA | C-Pro Direct Ltd | MHRA | MDD / MDR | Class 1 | GS1 | 506059152ADMNA35 | GMDN | 36206 | Ankle/Foot Orthosis | 250960GMRL | 250STJ 960TTJ GREY MEDIUM RIGHT ADM LOW | 5056293016384 | TBD 00000334 | M LOW | RIGHT | NA | NA | NA | 143 | 162 | 205 | EACH | EACH | 1 | 30 | 11 | 11 | 3630 | 0.33 | NA | NA | GREY | 250 | 960 | NS | NA | NA | NA | NA | NA | NA | NA | GB | 9021109000 | 200
31 | ADMs for ADM Modular System | C-Pro Direct Ltd | YES | C-Pro Direct Ireland | HPRA | C-Pro Direct Ltd | MHRA | MDD / MDR | Class 1 | GS1 | 506059152ADMNA35 | GMDN | 36206 | Ankle/Foot Orthosis | 250960GMRN | 250STJ 960TTJ GREY MEDIUM RIGHT ADM | 5056293008037 | TBD 00000335 | M | RIGHT | NA | NA | NA | 143 | 162 | 220 | EACH | EACH | 1 | 30 | 11 | 11 | 3630 | 0.33 | NA | NA | GREY | 250 | 960 | NS | NA | NA | NA | NA | NA | NA | NA | GB | 9021109000 | 200
31 | ADMs for ADM Modular System | C-Pro Direct Ltd | YES | C-Pro Direct Ireland | HPRA | C-Pro Direct Ltd | MHRA | MDD / MDR | Class 1 | GS1 | 506059152ADMNA35 | GMDN | 36206 | Ankle/Foot Orthosis | 310240GSLN | 310STJ 240TTJ GREY SMALL LEFT ADM | 5056293008044 | TBD 00000336 | S | LEFT | NA | NA | NA | 123 | 132 | 185 | EACH | EACH | 1 | 22 | 10 | 10 | 2200 | 0.2 | NA | NA | GREY | 310 | 240 | NS | NA | NA | NA | NA | NA | NA | NA | GB | 9021109000 | 200
31 | ADMs for ADM Modular System | C-Pro Direct Ltd | YES | C-Pro Direct Ireland | HPRA | C-Pro Direct Ltd | MHRA | MDD / MDR | Class 1 | GS1 | 506059152ADMNA35 | GMDN | 36206 | Ankle/Foot Orthosis | 310240GSRN | 310STJ 240TTJ GREY SMALL RIGHT ADM | 5056293008051 | TBD 00000337 | S | RIGHT | NA | NA | NA | 123 | 132 | 185 | EACH | EACH | 1 | 22 | 10 | 10 | 2200 | 0.2 | NA | NA | GREY | 310 | 240 | NS | NA | NA | NA | NA | NA | NA | NA | GB | 9021109000 | 200
31 | ADMs for ADM Modular System | C-Pro Direct Ltd | YES | C-Pro Direct Ireland | HPRA | C-Pro Direct Ltd | MHRA | MDD / MDR | Class 1 | GS1 | 506059152ADMNA35 | GMDN | 36206 | Ankle/Foot Orthosis | 310240GXSLN | 310STJ 240TTJ GREY EXTRA SMALL LEFT ADM | 5056293011075 | TBD 00000338 | XS | LEFT | NA | NA | NA | 103 | 132 | 160 | EACH | EACH | 1 | 22 | 10 | 10 | 2200 | 0.2 | NA | NA | GREY | 310 | 240 | NS | NA | NA | NA | NA | NA | NA | NA | GB | 9021109000 | 200
31 | ADMs for ADM Modular System | C-Pro Direct Ltd | YES | C-Pro Direct Ireland | HPRA | C-Pro Direct Ltd | MHRA | MDD / MDR | Class 1 | GS1 | 506059152ADMNA35 | GMDN | 36206 | Ankle/Foot Orthosis | 310240GXSRN | 310STJ 240TTJ GREY EXTRA SMALL RIGHT ADM | 5056293011327 | TBD 00000339 | XS | RIGHT | NA | NA | NA | 103 | 132 | 160 | EACH | EACH | 1 | 22 | 10 | 10 | 2200 | 0.2 | NA | NA | GREY | 310 | 240 | NS | NA | NA | NA | NA | NA | NA | NA | GB | 9021109000 | 200
31 | ADMs for ADM Modular System | C-Pro Direct Ltd | YES | C-Pro Direct Ireland | HPRA | C-Pro Direct Ltd | MHRA | MDD / MDR | Class 1 | GS1 | 506059152ADMNA35 | GMDN | 36206 | Ankle/Foot Orthosis | 310310GSLN | 310STJ 310TTJ GREY SMALL LEFT ADM | 5056293008068 | TBD 00000340 | S | LEFT | NA | NA | NA | 123 | 132 | 185 | EACH | EACH | 1 | 22 | 10 | 10 | 2200 | 0.2 | NA | NA | GREY | 310 | 310 | NS | NA | NA | NA | NA | NA | NA | NA | GB | 9021109000 | 200
31 | ADMs for ADM Modular System | C-Pro Direct Ltd | YES | C-Pro Direct Ireland | HPRA | C-Pro Direct Ltd | MHRA | MDD / MDR | Class 1 | GS1 | 506059152ADMNA35 | GMDN | 36206 | Ankle/Foot Orthosis | 310310GSRN | 310STJ 310TTJ GREY SMALL RIGHT ADM | 5056293008075 | TBD 00000341 | S | RIGHT | NA | NA | NA | 123 | 132 | 185 | EACH | EACH | 1 | 22 | 10 | 10 | 2200 | 0.2 | NA | NA | GREY | 310 | 310 | NS | NA | NA | NA | NA | NA | NA | NA | GB | 9021109000 | 200
31 | ADMs for ADM Modular System | C-Pro Direct Ltd | YES | C-Pro Direct Ireland | HPRA | C-Pro Direct Ltd | MHRA | MDD / MDR | Class 1 | GS1 | 506059152ADMNA35 | GMDN | 36206 | Ankle/Foot Orthosis | 310310GXSLN | 310STJ 310TTJ GREY EXTRA SMALL LEFT ADM | 5056293008082 | TBD 00000342 | XS | LEFT | NA | NA | NA | 103 | 132 | 160 | EACH | EACH | 1 | 22 | 10 | 10 | 2200 | 0.2 | NA | NA | GREY | 310 | 310 | NS | NA | NA | NA | NA | NA | NA | NA | GB | 9021109000 | 200
31 | ADMs for ADM Modular System | C-Pro Direct Ltd | YES | C-Pro Direct Ireland | HPRA | C-Pro Direct Ltd | MHRA | MDD / MDR | Class 1 | GS1 | 506059152ADMNA35 | GMDN | 36206 | Ankle/Foot Orthosis | 310310GXSRN | 310STJ 310TTJ GREY EXTRA SMALL RIGHT ADM | 5056293019590 | TBD 00000344 | XS | RIGHT | NA | NA | NA | 103 | 132 | 160 | EACH | EACH | 1 | 22 | 10 | 10 | 2200 | 0.2 | NA | NA | GREY | 310 | 310 | NS | NA | NA | NA | NA | NA | NA | NA | GB | 9021109000 | 200
31 | ADMs for ADM Modular System | C-Pro Direct Ltd | YES | C-Pro Direct Ireland | HPRA | C-Pro Direct Ltd | MHRA | MDD / MDR | Class 1 | GS1 | 506059152ADMNA35 | GMDN | 36206 | Ankle/Foot Orthosis | 310310GXXSLN | 310STJ 310TTJ GREY EXTRA EXTRA SMALL LEFT ADM | 5056293019514 | TBD 00000345 | XXS | LEFT | NA | NA | NA | 93 | 122 | 135 | EACH | EACH | 1 | 22 | 10 | 10 | 2200 | 0.2 | NA | NA | GREY | 310 | 310 | NS | NA | NA | NA | NA | NA | NA | NA | GB | 9021109000 | 200
31 | ADMs for ADM Modular System | C-Pro Direct Ltd | YES | C-Pro Direct Ireland | HPRA | C-Pro Direct Ltd | MHRA | MDD / MDR | Class 1 | GS1 | 506059152ADMNA35 | GMDN | 36206 | Ankle/Foot Orthosis | 310310GXXSRN | 310STJ 310TTJ GREY EXTRA EXTRA SMALL RIGHT ADM | 5056293019521 | TBD 00000346 | XXS | RIGHT | NA | NA | NA | 93 | 122 | 135 | EACH | EACH | 1 | 22 | 10 | 10 | 2200 | 0.2 | NA | NA | GREY | 310 | 310 | NS | NA | NA | NA | NA | NA | NA | NA | GB | 9021109000 | 200
31 | ADMs for ADM Modular System | C-Pro Direct Ltd | YES | C-Pro Direct Ireland | HPRA | C-Pro Direct Ltd | MHRA | MDD / MDR | Class 1 | GS1 | 506059152ADMNA35 | GMDN | 36206 | Ankle/Foot Orthosis | 310420GXXSLN | 310STJ 420TTJ GREY EXTRA EXTRA SMALL LEFT ADM | 5056293020053 | TBD 00000347 | XXS | LEFT | NA | NA | NA | 93 | 122 | 135 | EACH | EACH | 1 | 22 | 10 | 10 | 2200 | 0.2 | NA | NA | GREY | 310 | 420 | NS | NA | NA | NA | NA | NA | NA | NA | GB | 9021109000 | 200
31 | ADMs for ADM Modular System | C-Pro Direct Ltd | YES | C-Pro Direct Ireland | HPRA | C-Pro Direct Ltd | MHRA | MDD / MDR | Class 1 | GS1 | 506059152ADMNA35 | GMDN | 36206 | Ankle/Foot Orthosis | 310420GXXSRN | 310STJ 420TTJ GREY EXTRA EXTRA SMALL RIGHT ADM | 5056293020060 | TBD 00000348 | XXS | RIGHT | NA | NA | NA | 93 | 122 | 135 | EACH | EACH | 1 | 22 | 10 | 10 | 2200 | 0.2 | NA | NA | GREY | 310 | 420 | NS | NA | NA | NA | NA | NA | NA | NA | GB | 9021109000 | 200
31 | ADMs for ADM Modular System | C-Pro Direct Ltd | YES | C-Pro Direct Ireland | HPRA | C-Pro Direct Ltd | MHRA | MDD / MDR | Class 1 | GS1 | 506059152ADMNA35 | GMDN | 36206 | Ankle/Foot Orthosis | 310420GSLN | 310STJ 420TTJ GREY SMALL LEFT ADM | 5056293008105 | TBD 00000349 | S | LEFT | NA | NA | NA | 123 | 132 | 185 | EACH | EACH | 1 | 22 | 10 | 10 | 2200 | 0.2 | NA | NA | GREY | 310 | 420 | STD | NA | NA | NA | NA | NA | NA | NA | GB | 9021109000 | 200
31 | ADMs for ADM Modular System | C-Pro Direct Ltd | YES | C-Pro Direct Ireland | HPRA | C-Pro Direct Ltd | MHRA | MDD / MDR | Class 1 | GS1 | 506059152ADMNA36 | GMDN | 36206 | Ankle/Foot Orthosis | 310420GSMLL | 310STJ 420TTJ GREY SMALL-MED LEFT ADM LOW | 5056293021319 | TBD 00000349a | SM LOW | LEFT | NA | NA | NA | 133 | 142 | 182 | EACH | EACH | 1 | 25 | 11 | 11 | 3025 | 0.26 | NA | NA | GREY | 310 | 420 | NS | NA | NA | NA | NA | NA | NA | NA | GB | 9021109000 | 200
31 | ADMs for ADM Modular System | C-Pro Direct Ltd | YES | C-Pro Direct Ireland | HPRA | C-Pro Direct Ltd | MHRA | MDD / MDR | Class 1 | GS1 | 506059152ADMNA37 | GMDN | 36206 | Ankle/Foot Orthosis | 310420GSMRL | 310STJ 420TTJ GREY SMALL-MED RIGHT ADM LOW | 5056293015875 | TBD 00000350 | SM LOW | RIGHT | NA | NA | NA | 133 | 142 | 182 | EACH | EACH | 1 | 25 | 11 | 11 | 3025 | 0.26 | NA | NA | GREY | 310 | 420 | NS | NA | NA | NA | NA | NA | NA | NA | GB | 9021109000 | 200
31 | ADMs for ADM Modular System | C-Pro Direct Ltd | YES | C-Pro Direct Ireland | HPRA | C-Pro Direct Ltd | MHRA | MDD / MDR | Class 1 | GS1 | 506059152ADMNA38 | GMDN | 36206 | Ankle/Foot Orthosis | 310420GSMLN | 310STJ 420TTJ GREY SMALL-MEDIUM LEFT ADM | 5056293021326 | TBD 00000350a | SM | LEFT | NA | NA | NA | 133 | 142 | 200 | EACH | EACH | 1 | 25 | 11 | 11 | 3025 | 0.26 | NA | NA | GREY |  | 420 | NS | NA | NA | NA | NA | NA | NA | NA | GB | 9021109000 | 200
31 | ADMs for ADM Modular System | C-Pro Direct Ltd | YES | C-Pro Direct Ireland | HPRA | C-Pro Direct Ltd | MHRA | MDD / MDR | Class 1 | GS1 | 506059152ADMNA35 | GMDN | 36206 | Ankle/Foot Orthosis | 310420GSMRN | 310STJ 420TTJ GREY SMALL-MEDIUM RIGHT ADM | 5056293008112 | TBD 00000351 | SM | RIGHT | NA | NA | NA | 133 | 142 | 200 | EACH | EACH | 1 | 25 | 11 | 11 | 3025 | 0.26 | NA | NA | GREY | 310 | 420 | NS | NA | NA | NA | NA | NA | NA | NA | GB | 9021109000 | 200
31 | ADMs for ADM Modular System | C-Pro Direct Ltd | YES | C-Pro Direct Ireland | HPRA | C-Pro Direct Ltd | MHRA | MDD / MDR | Class 1 | GS1 | 506059152ADMNA35 | GMDN | 36206 | Ankle/Foot Orthosis | 310420GSRN | 310STJ 420TTJ GREY SMALL RIGHT ADM | 5056293008129 | TBD 00000352 | S | RIGHT | NA | NA | NA | 123 | 132 | 185 | EACH | EACH | 1 | 22 | 10 | 10 | 2200 | 0.2 | NA | NA | GREY | 310 | 420 | STD | NA | NA | NA | NA | NA | NA | NA | GB | 9021109000 | 200
31 | ADMs for ADM Modular System | C-Pro Direct Ltd | YES | C-Pro Direct Ireland | HPRA | C-Pro Direct Ltd | MHRA | MDD / MDR | Class 1 | GS1 | 506059152ADMNA35 | GMDN | 36206 | Ankle/Foot Orthosis | 310420GXSLN | 310STJ 420TTJ GREY EXTRA SMALL LEFT ADM | 5056293011082 | TBD 00000353 | XS | LEFT | NA | NA | NA | 103 | 132 | 160 | EACH | EACH | 1 | 22 | 10 | 10 | 2200 | 0.2 | NA | NA | GREY | 310 | 420 | NS | NA | NA | NA | NA | NA | NA | NA | GB | 9021109000 | 200
31 | ADMs for ADM Modular System | C-Pro Direct Ltd | YES | C-Pro Direct Ireland | HPRA | C-Pro Direct Ltd | MHRA | MDD / MDR | Class 1 | GS1 | 506059152ADMNA35 | GMDN | 36206 | Ankle/Foot Orthosis | 310420GXSRN | 310STJ 420TTJ GREY EXTRA SMALL RIGHT ADM | 5056293011334 | TBD 00000354 | XS | RIGHT | NA | NA | NA | 103 | 132 | 160 | EACH | EACH | 1 | 22 | 10 | 10 | 2200 | 0.2 | NA | NA | GREY | 310 | 420 | NS | NA | NA | NA | NA | NA | NA | NA | GB | 9021109000 | 200
31 | ADMs for ADM Modular System | C-Pro Direct Ltd | YES | C-Pro Direct Ireland | HPRA | C-Pro Direct Ltd | MHRA | MDD / MDR | Class 1 | GS1 | 506059152ADMNA35 | GMDN | 36206 | Ankle/Foot Orthosis | 310490GSLN | 310STJ 490TTJ GREY SMALL LEFT ADM | 5056293008136 | TBD 00000355 | S | LEFT | NA | NA | NA | 123 | 132 | 185 | EACH | EACH | 1 | 22 | 10 | 10 | 2200 | 0.2 | NA | NA | GREY | 310 | 490 | NS | NA | NA | NA | NA | NA | NA | NA | GB | 9021109000 | 200
31 | ADMs for ADM Modular System | C-Pro Direct Ltd | YES | C-Pro Direct Ireland | HPRA | C-Pro Direct Ltd | MHRA | MDD / MDR | Class 1 | GS1 | 506059152ADMNA35 | GMDN | 36206 | Ankle/Foot Orthosis | 310490GSRN | 310STJ 490TTJ GREY SMALL RIGHT ADM | 5056293008143 | TBD 00000356 | S | RIGHT | NA | NA | NA | 123 | 132 | 185 | EACH | EACH | 1 | 22 | 10 | 10 | 2200 | 0.2 | NA | NA | GREY | 310 | 490 | NS | NA | NA | NA | NA | NA | NA | NA | GB | 9021109000 | 200
31 | ADMs for ADM Modular System | C-Pro Direct Ltd | YES | C-Pro Direct Ireland | HPRA | C-Pro Direct Ltd | MHRA | MDD / MDR | Class 1 | GS1 | 506059152ADMNA35 | GMDN | 36206 | Ankle/Foot Orthosis | 310490GXSLN | 310STJ 490TTJ GREY EXTRA SMALL LEFT ADM | 5056293019552 | TBD 00000357 | XS | LEFT | NA | NA | NA | 103 | 132 | 160 | EACH | EACH | 1 | 22 | 10 | 10 | 2200 | 0.2 | NA | NA | GREY | 310 | 490 | NS | NA | NA | NA | NA | NA | NA | NA | GB | 9021109000 | 200
31 | ADMs for ADM Modular System | C-Pro Direct Ltd | YES | C-Pro Direct Ireland | HPRA | C-Pro Direct Ltd | MHRA | MDD / MDR | Class 1 | GS1 | 506059152ADMNA35 | GMDN | 36206 | Ankle/Foot Orthosis | 310490GXSRN | 310STJ 490TTJ GREY EXTRA SMALL RIGHT ADM | 5056293019606 | TBD 00000358 | XS | RIGHT | NA | NA | NA | 103 | 132 | 160 | EACH | EACH | 1 | 22 | 10 | 10 | 2200 | 0.2 | NA | NA | GREY | 310 | 490 | NS | NA | NA | NA | NA | NA | NA | NA | GB | 9021109000 | 200
31 | ADMs for ADM Modular System | C-Pro Direct Ltd | YES | C-Pro Direct Ireland | HPRA | C-Pro Direct Ltd | MHRA | MDD / MDR | Class 1 | GS1 | 506059152ADMNA35 | GMDN | 36206 | Ankle/Foot Orthosis | 310590GSLN | 310STJ 590TTJ GREY SMALL LEFT ADM | 5056293008150 | TBD 00000359 | S | LEFT | NA | NA | NA | 123 | 132 | 185 | EACH | EACH | 1 | 22 | 10 | 10 | 2200 | 0.2 | NA | NA | GREY | 310 | 590 | NS | NA | NA | NA | NA | NA | NA | NA | GB | 9021109000 | 200
31 | ADMs for ADM Modular System | C-Pro Direct Ltd | YES | C-Pro Direct Ireland | HPRA | C-Pro Direct Ltd | MHRA | MDD / MDR | Class 1 | GS1 | 506059152ADMNA35 | GMDN | 36206 | Ankle/Foot Orthosis | 310590GSRN | 310STJ 590TTJ GREY SMALL RIGHT ADM | 5056293008167 | TBD 00000360 | S | RIGHT | NA | NA | NA | 123 | 132 | 185 | EACH | EACH | 1 | 22 | 10 | 10 | 2200 | 0.2 | NA | NA | GREY | 310 | 590 | NS | NA | NA | NA | NA | NA | NA | NA | GB | 9021109000 | 200
31 | ADMs for ADM Modular System | C-Pro Direct Ltd | YES | C-Pro Direct Ireland | HPRA | C-Pro Direct Ltd | MHRA | MDD / MDR | Class 1 | GS1 | 506059152ADMNA35 | GMDN | 36206 | Ankle/Foot Orthosis | 310600GSMLL | 310STJ 600TTJ GREY SMALL-MED LEFT ADM LOW | 5056293015882 | TBD 00000361 | SM LOW | LEFT | NA | NA | NA | 133 | 142 | 182 | EACH | EACH | 1 | 25 | 11 | 11 | 3025 | 0.26 | NA | NA | GREY | 310 | 600 | NS | NA | NA | NA | NA | NA | NA | NA | GB | 9021109000 | 200
31 | ADMs for ADM Modular System | C-Pro Direct Ltd | YES | C-Pro Direct Ireland | HPRA | C-Pro Direct Ltd | MHRA | MDD / MDR | Class 1 | GS1 | 506059152ADMNA35 | GMDN | 36206 | Ankle/Foot Orthosis | 310600GSMLN | 310STJ 600TTJ GREY SMALL-MEDIUM LEFT ADM | 5056293008174 | TBD 00000362 | SM | LEFT | NA | NA | NA | 133 | 142 | 200 | EACH | EACH | 1 | 25 | 11 | 11 | 3025 | 0.26 | NA | NA | GREY | 310 | 600 | NS | NA | NA | NA | NA | NA | NA | NA | GB | 9021109000 | 200
31 | ADMs for ADM Modular System | C-Pro Direct Ltd | YES | C-Pro Direct Ireland | HPRA | C-Pro Direct Ltd | MHRA | MDD / MDR | Class 1 | GS1 | 506059152ADMNA35 | GMDN | 36206 | Ankle/Foot Orthosis | 310600GSMRL | 310STJ 600TTJ GREY SMALL-MED RIGHT ADM LOW | 5056293015899 | TBD 00000363 | SM LOW | RIGHT | NA | NA | NA | 133 | 142 | 182 | EACH | EACH | 1 | 25 | 11 | 11 | 3025 | 0.26 | NA | NA | GREY | 310 | 600 | NS | NA | NA | NA | NA | NA | NA | NA | GB | 9021109000 | 200
31 | ADMs for ADM Modular System | C-Pro Direct Ltd | YES | C-Pro Direct Ireland | HPRA | C-Pro Direct Ltd | MHRA | MDD / MDR | Class 1 | GS1 | 506059152ADMNA35 | GMDN | 36206 | Ankle/Foot Orthosis | 310600GSMRN | 310STJ 600TTJ GREY SMALL-MEDIUM RIGHT ADM | 5056293008181 | TBD 00000364 | SM | RIGHT | NA | NA | NA | 133 | 142 | 200 | EACH | EACH | 1 | 25 | 11 | 11 | 3025 | 0.26 | NA | NA | GREY | 310 | 600 | NS | NA | NA | NA | NA | NA | NA | NA | GB | 9021109000 | 200
31 | ADMs for ADM Modular System | C-Pro Direct Ltd | YES | C-Pro Direct Ireland | HPRA | C-Pro Direct Ltd | MHRA | MDD / MDR | Class 1 | GS1 | 506059152ADMNA35 | GMDN | 36206 | Ankle/Foot Orthosis | 310750GSLN | 310STJ 750TTJ GREY SMALL LEFT ADM | 5056293008198 | TBD 00000365 | S | LEFT | NA | NA | NA | 123 | 132 | 185 | EACH | EACH | 1 | 22 | 10 | 10 | 2200 | 0.2 | NA | NA | GREY | 310 | 750 | NS | NA | NA | NA | NA | NA | NA | NA | GB | 9021109000 | 200
31 | ADMs for ADM Modular System | C-Pro Direct Ltd | YES | C-Pro Direct Ireland | HPRA | C-Pro Direct Ltd | MHRA | MDD / MDR | Class 1 | GS1 | 506059152ADMNA35 | GMDN | 36206 | Ankle/Foot Orthosis | 310750GSRN | 310STJ 750TTJ GREY SMALL RIGHT ADM | 5056293008204 | TBD 00000366 | S | RIGHT | NA | NA | NA | 123 | 132 | 185 | EACH | EACH | 1 | 22 | 10 | 10 | 2200 | 0.2 | NA | NA | GREY | 310 | 750 | NS | NA | NA | NA | NA | NA | NA | NA | GB | 9021109000 | 200
31 | ADMs for ADM Modular System | C-Pro Direct Ltd | YES | C-Pro Direct Ireland | HPRA | C-Pro Direct Ltd | MHRA | MDD / MDR | Class 1 | GS1 | 506059152ADMNA35 | GMDN | 36206 | Ankle/Foot Orthosis | 3201330GLLN | 320STJ 1330TTJ GREY LARGE LEFT ADM | 5056293008211 | TBD 00000367 | L | LEFT | NA | NA | NA | 183 | 202 | 275 | EACH | EACH | 1 | 30 | 11 | 11 | 3630 | 0.33 | NA | NA | GREY | 320 | 1330 | NS | NA | NA | NA | NA | NA | NA | NA | GB | 9021109000 | 200
31 | ADMs for ADM Modular System | C-Pro Direct Ltd | YES | C-Pro Direct Ireland | HPRA | C-Pro Direct Ltd | MHRA | MDD / MDR | Class 1 | GS1 | 506059152ADMNA35 | GMDN | 36206 | Ankle/Foot Orthosis | 3201330GLRN | 320STJ 1330TTJ GREY LARGE RIGHT ADM | 5056293008228 | TBD 00000368 | L | RIGHT | NA | NA | NA | 183 | 202 | 275 | EACH | EACH | 1 | 30 | 11 | 11 | 3630 | 0.33 | NA | NA | GREY | 320 | 1330 | NS | NA | NA | NA | NA | NA | NA | NA | GB | 9021109000 | 200
31 | ADMs for ADM Modular System | C-Pro Direct Ltd | YES | C-Pro Direct Ireland | HPRA | C-Pro Direct Ltd | MHRA | MDD / MDR | Class 1 | GS1 | 506059152ADMNA35 | GMDN | 36206 | Ankle/Foot Orthosis | 3201330GMLLN | 320STJ 1330TTJ GREY MEDIUM-LARGE LEFT ADM | 5056293008235 | TBD 00000369 | ML | LEFT | NA | NA | NA | 163 | 192 | 235 | EACH | EACH | 1 | 30 | 11 | 11 | 3630 | 0.33 | NA | NA | GREY | 320 | 1330 | NS | NA | NA | NA | NA | NA | NA | NA | GB | 9021109000 | 200
31 | ADMs for ADM Modular System | C-Pro Direct Ltd | YES | C-Pro Direct Ireland | HPRA | C-Pro Direct Ltd | MHRA | MDD / MDR | Class 1 | GS1 | 506059152ADMNA35 | GMDN | 36206 | Ankle/Foot Orthosis | 3201330GMLRN | 320STJ 1330TTJ GREY MEDIUM-LARGE RIGHT ADM | 5056293008242 | TBD 00000370 | ML | RIGHT | NA | NA | NA | 163 | 192 | 235 | EACH | EACH | 1 | 30 | 11 | 11 | 3630 | 0.33 | NA | NA | GREY | 320 | 1330 | NS | NA | NA | NA | NA | NA | NA | NA | GB | 9021109000 | 200
31 | ADMs for ADM Modular System | C-Pro Direct Ltd | YES | C-Pro Direct Ireland | HPRA | C-Pro Direct Ltd | MHRA | MDD / MDR | Class 1 | GS1 | 506059152ADMNA35 | GMDN | 36206 | Ankle/Foot Orthosis | 320400GMLL | 320STJ 400TTJ GREY MEDIUM LEFT ADM LOW | 5056293016391 | TBD 00000371 | M LOW | LEFT | NA | NA | NA | 143 | 162 | 205 | EACH | EACH | 1 | 30 | 11 | 11 | 3630 | 0.33 | NA | NA | GREY | 320 | 400 | NS | NA | NA | NA | NA | NA | NA | NA | GB | 9021109000 | 200
31 | ADMs for ADM Modular System | C-Pro Direct Ltd | YES | C-Pro Direct Ireland | HPRA | C-Pro Direct Ltd | MHRA | MDD / MDR | Class 1 | GS1 | 506059152ADMNA35 | GMDN | 36206 | Ankle/Foot Orthosis | 320400GMLN | 320STJ 400TTJ GREY MEDIUM LEFT ADM | 5056293008259 | TBD 00000372 | M | LEFT | NA | NA | NA | 143 | 162 | 220 | EACH | EACH | 1 | 30 | 11 | 11 | 3630 | 0.33 | NA | NA | GREY | 320 | 400 | NS | NA | NA | NA | NA | NA | NA | NA | GB | 9021109000 | 200
31 | ADMs for ADM Modular System | C-Pro Direct Ltd | YES | C-Pro Direct Ireland | HPRA | C-Pro Direct Ltd | MHRA | MDD / MDR | Class 1 | GS1 | 506059152ADMNA35 | GMDN | 36206 | Ankle/Foot Orthosis | 320400GMRL | 320STJ 400TTJ GREY MEDIUM RIGHT ADM LOW | 5056293016407 | TBD 00000373 | M LOW | RIGHT | NA | NA | NA | 143 | 162 | 205 | EACH | EACH | 1 | 30 | 11 | 11 | 3630 | 0.33 | NA | NA | GREY | 320 | 400 | NS | NA | NA | NA | NA | NA | NA | NA | GB | 9021109000 | 200
31 | ADMs for ADM Modular System | C-Pro Direct Ltd | YES | C-Pro Direct Ireland | HPRA | C-Pro Direct Ltd | MHRA | MDD / MDR | Class 1 | GS1 | 506059152ADMNA35 | GMDN | 36206 | Ankle/Foot Orthosis | 320400GMRN | 320STJ 400TTJ GREY MEDIUM RIGHT ADM | 5056293008266 | TBD 00000374 | M | RIGHT | NA | NA | NA | 143 | 162 | 220 | EACH | EACH | 1 | 30 | 11 | 11 | 3630 | 0.33 | NA | NA | GREY | 320 | 400 | NS | NA | NA | NA | NA | NA | NA | NA | GB | 9021109000 | 200
31 | ADMs for ADM Modular System | C-Pro Direct Ltd | YES | C-Pro Direct Ireland | HPRA | C-Pro Direct Ltd | MHRA | MDD / MDR | Class 1 | GS1 | 506059152ADMNA35 | GMDN | 36206 | Ankle/Foot Orthosis | 320400GSMLL | 320STJ 400TTJ GREY SMALL-MED LEFT ADM LOW | 5056293015905 | TBD 00000375 | SM LOW | LEFT | NA | NA | NA | 133 | 142 | 182 | EACH | EACH | 1 | 25 | 11 | 11 | 3025 | 0.26 | NA | NA | GREY | 320 | 400 | NS | NA | NA | NA | NA | NA | NA | NA | GB | 9021109000 | 200
31 | ADMs for ADM Modular System | C-Pro Direct Ltd | YES | C-Pro Direct Ireland | HPRA | C-Pro Direct Ltd | MHRA | MDD / MDR | Class 1 | GS1 | 506059152ADMNA35 | GMDN | 36206 | Ankle/Foot Orthosis | 320400GSMLN | 320STJ 400TTJ GREY SMALL-MEDIUM LEFT ADM | 5056293008273 | TBD 00000376 | SM | LEFT | NA | NA | NA | 133 | 142 | 200 | EACH | EACH | 1 | 25 | 11 | 11 | 3025 | 0.26 | NA | NA | GREY | 320 | 400 | NS | NA | NA | NA | NA | NA | NA | NA | GB | 9021109000 | 200
31 | ADMs for ADM Modular System | C-Pro Direct Ltd | YES | C-Pro Direct Ireland | HPRA | C-Pro Direct Ltd | MHRA | MDD / MDR | Class 1 | GS1 | 506059152ADMNA35 | GMDN | 36206 | Ankle/Foot Orthosis | 320400GSMRL | 320STJ 400TTJ GREY SMALL-MED RIGHT ADM LOW | 5056293015912 | TBD 00000377 | SM LOW | RIGHT | NA | NA | NA | 133 | 142 | 182 | EACH | EACH | 1 | 25 | 11 | 11 | 3025 | 0.26 | NA | NA | GREY | 320 | 400 | NS | NA | NA | NA | NA | NA | NA | NA | GB | 9021109000 | 200
31 | ADMs for ADM Modular System | C-Pro Direct Ltd | YES | C-Pro Direct Ireland | HPRA | C-Pro Direct Ltd | MHRA | MDD / MDR | Class 1 | GS1 | 506059152ADMNA35 | GMDN | 36206 | Ankle/Foot Orthosis | 320400GSMRN | 320STJ 400TTJ GREY SMALL-MEDIUM RIGHT ADM | 5056293008280 | TBD 00000378 | SM | RIGHT | NA | NA | NA | 133 | 142 | 200 | EACH | EACH | 1 | 25 | 11 | 11 | 3025 | 0.26 | NA | NA | GREY | 320 | 400 | NS | NA | NA | NA | NA | NA | NA | NA | GB | 9021109000 | 200
31 | ADMs for ADM Modular System | C-Pro Direct Ltd | YES | C-Pro Direct Ireland | HPRA | C-Pro Direct Ltd | MHRA | MDD / MDR | Class 1 | GS1 | 506059152ADMNA35 | GMDN | 36206 | Ankle/Foot Orthosis | 320510GMLN | 320STJ 510TTJ GREY MEDIUM LEFT ADM | 5056293019644 | TBD 00000379 | M | LEFT | NA | NA | NA | 103 | 132 | 160 | EACH | EACH | 1 | 30 | 11 | 11 | 3630 | 0.33 | NA | NA | GREY | 320 | 510 | NS | NA | NA | NA | NA | NA | NA | NA | GB | 9021109000 | 200
31 | ADMs for ADM Modular System | C-Pro Direct Ltd | YES | C-Pro Direct Ireland | HPRA | C-Pro Direct Ltd | MHRA | MDD / MDR | Class 1 | GS1 | 506059152ADMNA35 | GMDN | 36206 | Ankle/Foot Orthosis | 320510GMRN | 320STJ 510TTJ GREY MEDIUM RIGHT ADM | 5056293019651 | TBD 00000380 | M | RIGHT | NA | NA | NA | 103 | 132 | 160 | EACH | EACH | 1 | 30 | 11 | 11 | 3630 | 0.33 | NA | NA | GREY | 320 | 510 | NS | NA | NA | NA | NA | NA | NA | NA | GB | 9021109000 | 200
31 | ADMs for ADM Modular System | C-Pro Direct Ltd | YES | C-Pro Direct Ireland | HPRA | C-Pro Direct Ltd | MHRA | MDD / MDR | Class 1 | GS1 | 506059152ADMNA35 | GMDN | 36206 | Ankle/Foot Orthosis | 320510GSMLL | 320STJ 510TTJ GREY SMALL-MED LEFT ADM LOW | 5056293015929 | TBD 00000381 | SM LOW | LEFT | NA | NA | NA | 133 | 142 | 182 | EACH | EACH | 1 | 25 | 11 | 11 | 3025 | 0.26 | NA | NA | GREY | 320 | 510 | NS | NA | NA | NA | NA | NA | NA | NA | GB | 9021109000 | 200
31 | ADMs for ADM Modular System | C-Pro Direct Ltd | YES | C-Pro Direct Ireland | HPRA | C-Pro Direct Ltd | MHRA | MDD / MDR | Class 1 | GS1 | 506059152ADMNA35 | GMDN | 36206 | Ankle/Foot Orthosis | 320510GSMLN | 320STJ 510TTJ GREY SMALL-MEDIUM LEFT ADM | 5056293008297 | TBD 00000382 | SM | LEFT | NA | NA | NA | 133 | 142 | 200 | EACH | EACH | 1 | 25 | 11 | 11 | 3025 | 0.26 | NA | NA | GREY | 320 | 510 | NS | NA | NA | NA | NA | NA | NA | NA | GB | 9021109000 | 200
31 | ADMs for ADM Modular System | C-Pro Direct Ltd | YES | C-Pro Direct Ireland | HPRA | C-Pro Direct Ltd | MHRA | MDD / MDR | Class 1 | GS1 | 506059152ADMNA35 | GMDN | 36206 | Ankle/Foot Orthosis | 320510GSMRL | 320STJ 510TTJ GREY SMALL-MED RIGHT ADM LOW | 5056293015936 | TBD 00000383 | SM LOW | RIGHT | NA | NA | NA | 133 | 142 | 182 | EACH | EACH | 1 | 25 | 11 | 11 | 3025 | 0.26 | NA | NA | GREY | 320 | 510 | NS | NA | NA | NA | NA | NA | NA | NA | GB | 9021109000 | 200
31 | ADMs for ADM Modular System | C-Pro Direct Ltd | YES | C-Pro Direct Ireland | HPRA | C-Pro Direct Ltd | MHRA | MDD / MDR | Class 1 | GS1 | 506059152ADMNA35 | GMDN | 36206 | Ankle/Foot Orthosis | 320510GSMRN | 320STJ 510TTJ GREY SMALL-MEDIUM RIGHT ADM | 5056293008303 | TBD 00000384 | SM | RIGHT | NA | NA | NA | 133 | 142 | 200 | EACH | EACH | 1 | 25 | 11 | 11 | 3025 | 0.26 | NA | NA | GREY | 320 | 510 | NS | NA | NA | NA | NA | NA | NA | NA | GB | 9021109000 | 200
31 | ADMs for ADM Modular System | C-Pro Direct Ltd | YES | C-Pro Direct Ireland | HPRA | C-Pro Direct Ltd | MHRA | MDD / MDR | Class 1 | GS1 | 506059152ADMNA35 | GMDN | 36206 | Ankle/Foot Orthosis | 320600GMLL | 320STJ 600TTJ GREY MEDIUM LEFT ADM LOW | 5056293016414 | TBD 00000385 | M LOW | LEFT | NA | NA | NA | 143 | 162 | 205 | EACH | EACH | 1 | 30 | 11 | 11 | 3630 | 0.33 | NA | NA | GREY | 320 | 600 | NS | NA | NA | NA | NA | NA | NA | NA | GB | 9021109000 | 200
31 | ADMs for ADM Modular System | C-Pro Direct Ltd | YES | C-Pro Direct Ireland | HPRA | C-Pro Direct Ltd | MHRA | MDD / MDR | Class 1 | GS1 | 506059152ADMNA35 | GMDN | 36206 | Ankle/Foot Orthosis | 320600GMLN | 320STJ 600TTJ GREY MEDIUM LEFT ADM | 5056293008310 | TBD 00000386 | M | LEFT | NA | NA | NA | 143 | 162 | 220 | EACH | EACH | 1 | 30 | 11 | 11 | 3630 | 0.33 | NA | NA | GREY | 320 | 600 | NS | NA | NA | NA | NA | NA | NA | NA | GB | 9021109000 | 200
31 | ADMs for ADM Modular System | C-Pro Direct Ltd | YES | C-Pro Direct Ireland | HPRA | C-Pro Direct Ltd | MHRA | MDD / MDR | Class 1 | GS1 | 506059152ADMNA35 | GMDN | 36206 | Ankle/Foot Orthosis | 320600GMRL | 320STJ 600TTJ GREY MEDIUM RIGHT ADM LOW | 5056293016421 | TBD 00000387 | M LOW | RIGHT | NA | NA | NA | 143 | 162 | 205 | EACH | EACH | 1 | 30 | 11 | 11 | 3630 | 0.33 | NA | NA | GREY | 320 | 600 | NS | NA | NA | NA | NA | NA | NA | NA | GB | 9021109000 | 200
31 | ADMs for ADM Modular System | C-Pro Direct Ltd | YES | C-Pro Direct Ireland | HPRA | C-Pro Direct Ltd | MHRA | MDD / MDR | Class 1 | GS1 | 506059152ADMNA35 | GMDN | 36206 | Ankle/Foot Orthosis | 320600GMRN | 320STJ 600TTJ GREY MEDIUM RIGHT ADM | 5056293008327 | TBD 00000388 | M | RIGHT | NA | NA | NA | 143 | 162 | 220 | EACH | EACH | 1 | 30 | 11 | 11 | 3630 | 0.33 | NA | NA | GREY | 320 | 600 | NS | NA | NA | NA | NA | NA | NA | NA | GB | 9021109000 | 200
31 | ADMs for ADM Modular System | C-Pro Direct Ltd | YES | C-Pro Direct Ireland | HPRA | C-Pro Direct Ltd | MHRA | MDD / MDR | Class 1 | GS1 | 506059152ADMNA35 | GMDN | 36206 | Ankle/Foot Orthosis | 320600GSMLL | 320STJ 600TTJ GREY SMALL-MED LEFT ADM LOW | 5056293015943 | TBD 00000389 | SM LOW | LEFT | NA | NA | NA | 133 | 142 | 182 | EACH | EACH | 1 | 25 | 11 | 11 | 3025 | 0.26 | NA | NA | GREY | 320 | 600 | NS | NA | NA | NA | NA | NA | NA | NA | GB | 9021109000 | 200
31 | ADMs for ADM Modular System | C-Pro Direct Ltd | YES | C-Pro Direct Ireland | HPRA | C-Pro Direct Ltd | MHRA | MDD / MDR | Class 1 | GS1 | 506059152ADMNA35 | GMDN | 36206 | Ankle/Foot Orthosis | 320600GSMLN | 320STJ 600TTJ GREY SMALL-MEDIUM LEFT ADM | 5056293008334 | TBD 00000390 | SM | LEFT | NA | NA | NA | 133 | 142 | 200 | EACH | EACH | 1 | 25 | 11 | 11 | 3025 | 0.26 | NA | NA | GREY | 320 | 600 | NS | NA | NA | NA | NA | NA | NA | NA | GB | 9021109000 | 200
31 | ADMs for ADM Modular System | C-Pro Direct Ltd | YES | C-Pro Direct Ireland | HPRA | C-Pro Direct Ltd | MHRA | MDD / MDR | Class 1 | GS1 | 506059152ADMNA35 | GMDN | 36206 | Ankle/Foot Orthosis | 320600GSMRL | 320STJ 600TTJ GREY SMALL-MED RIGHT ADM LOW | 5056293015950 | TBD 00000391 | SM LOW | RIGHT | NA | NA | NA | 133 | 142 | 182 | EACH | EACH | 1 | 25 | 11 | 11 | 3025 | 0.26 | NA | NA | GREY | 320 | 600 | NS | NA | NA | NA | NA | NA | NA | NA | GB | 9021109000 | 200
31 | ADMs for ADM Modular System | C-Pro Direct Ltd | YES | C-Pro Direct Ireland | HPRA | C-Pro Direct Ltd | MHRA | MDD / MDR | Class 1 | GS1 | 506059152ADMNA35 | GMDN | 36206 | Ankle/Foot Orthosis | 320600GSMRN | 320STJ 600TTJ GREY SMALL-MEDIUM RIGHT ADM | 5056293008341 | TBD 00000392 | SM | RIGHT | NA | NA | NA | 133 | 142 | 200 | EACH | EACH | 1 | 25 | 11 | 11 | 3025 | 0.26 | NA | NA | GREY | 320 | 600 | NS | NA | NA | NA | NA | NA | NA | NA | GB | 9021109000 | 200
31 | ADMs for ADM Modular System | C-Pro Direct Ltd | YES | C-Pro Direct Ireland | HPRA | C-Pro Direct Ltd | MHRA | MDD / MDR | Class 1 | GS1 | 506059152ADMNA35 | GMDN | 36206 | Ankle/Foot Orthosis | 320780GLLN | 320STJ 780TTJ GREY LARGE LEFT ADM | 5056293008358 | TBD 00000393 | L | LEFT | NA | NA | NA | 183 | 202 | 275 | EACH | EACH | 1 | 30 | 11 | 11 | 3630 | 0.33 | NA | NA | GREY | 320 | 780 | NS | NA | NA | NA | NA | NA | NA | NA | GB | 9021109000 | 200
31 | ADMs for ADM Modular System | C-Pro Direct Ltd | YES | C-Pro Direct Ireland | HPRA | C-Pro Direct Ltd | MHRA | MDD / MDR | Class 1 | GS1 | 506059152ADMNA35 | GMDN | 36206 | Ankle/Foot Orthosis | 320780GLRN | 320STJ 780TTJ GREY LARGE RIGHT ADM | 5056293008365 | TBD 00000394 | L | RIGHT | NA | NA | NA | 183 | 202 | 275 | EACH | EACH | 1 | 30 | 11 | 11 | 3630 | 0.33 | NA | NA | GREY | 320 | 780 | NS | NA | NA | NA | NA | NA | NA | NA | GB | 9021109000 | 200
31 | ADMs for ADM Modular System | C-Pro Direct Ltd | YES | C-Pro Direct Ireland | HPRA | C-Pro Direct Ltd | MHRA | MDD / MDR | Class 1 | GS1 | 506059152ADMNA35 | GMDN | 36206 | Ankle/Foot Orthosis | 320780GMLL | 320STJ 780TTJ GREY MEDIUM LEFT ADM LOW | 5056293016438 | TBD 00000395 | M LOW | LEFT | NA | NA | NA | 143 | 162 | 205 | EACH | EACH | 1 | 30 | 11 | 11 | 3630 | 0.33 | NA | NA | GREY | 320 | 780 | NS | NA | NA | NA | NA | NA | NA | NA | GB | 9021109000 | 200
31 | ADMs for ADM Modular System | C-Pro Direct Ltd | YES | C-Pro Direct Ireland | HPRA | C-Pro Direct Ltd | MHRA | MDD / MDR | Class 1 | GS1 | 506059152ADMNA35 | GMDN | 36206 | Ankle/Foot Orthosis | 320780GMLLN | 320STJ 780TTJ GREY MEDIUM-LARGE LEFT ADM | 5056293008372 | TBD 00000396 | ML | LEFT | NA | NA | NA | 163 | 192 | 235 | EACH | EACH | 1 | 30 | 11 | 11 | 3630 | 0.33 | NA | NA | GREY | 320 | 780 | NS | NA | NA | NA | NA | NA | NA | NA | GB | 9021109000 | 200
31 | ADMs for ADM Modular System | C-Pro Direct Ltd | YES | C-Pro Direct Ireland | HPRA | C-Pro Direct Ltd | MHRA | MDD / MDR | Class 1 | GS1 | 506059152ADMNA35 | GMDN | 36206 | Ankle/Foot Orthosis | 320780GMLN | 320STJ 780TTJ GREY MEDIUM LEFT ADM | 5056293008389 | TBD 00000397 | M | LEFT | NA | NA | NA | 143 | 162 | 220 | EACH | EACH | 1 | 30 | 11 | 11 | 3630 | 0.33 | NA | NA | GREY | 320 | 780 | NS | NA | NA | NA | NA | NA | NA | NA | GB | 9021109000 | 200
31 | ADMs for ADM Modular System | C-Pro Direct Ltd | YES | C-Pro Direct Ireland | HPRA | C-Pro Direct Ltd | MHRA | MDD / MDR | Class 1 | GS1 | 506059152ADMNA35 | GMDN | 36206 | Ankle/Foot Orthosis | 320780GMLRN | 320STJ 780TTJ GREY MEDIUM-LARGE RIGHT ADM | 5056293008396 | TBD 00000398 | ML | RIGHT | NA | NA | NA | 163 | 192 | 235 | EACH | EACH | 1 | 30 | 11 | 11 | 3630 | 0.33 | NA | NA | GREY | 320 | 780 | NS | NA | NA | NA | NA | NA | NA | NA | GB | 9021109000 | 200
31 | ADMs for ADM Modular System | C-Pro Direct Ltd | YES | C-Pro Direct Ireland | HPRA | C-Pro Direct Ltd | MHRA | MDD / MDR | Class 1 | GS1 | 506059152ADMNA35 | GMDN | 36206 | Ankle/Foot Orthosis | 320780GMRL | 320STJ 780TTJ GREY MEDIUM RIGHT ADM LOW | 5056293016445 | TBD 00000399 | M LOW | RIGHT | NA | NA | NA | 143 | 162 | 205 | EACH | EACH | 1 | 30 | 11 | 11 | 3630 | 0.33 | NA | NA | GREY | 320 | 780 | NS | NA | NA | NA | NA | NA | NA | NA | GB | 9021109000 | 200
31 | ADMs for ADM Modular System | C-Pro Direct Ltd | YES | C-Pro Direct Ireland | HPRA | C-Pro Direct Ltd | MHRA | MDD / MDR | Class 1 | GS1 | 506059152ADMNA35 | GMDN | 36206 | Ankle/Foot Orthosis | 320780GMRN | 320STJ 780TTJ GREY MEDIUM RIGHT ADM | 5056293008402 | TBD 00000400 | M | RIGHT | NA | NA | NA | 143 | 162 | 220 | EACH | EACH | 1 | 30 | 11 | 11 | 3630 | 0.33 | NA | NA | GREY | 320 | 780 | NS | NA | NA | NA | NA | NA | NA | NA | GB | 9021109000 | 200
31 | ADMs for ADM Modular System | C-Pro Direct Ltd | YES | C-Pro Direct Ireland | HPRA | C-Pro Direct Ltd | MHRA | MDD / MDR | Class 1 | GS1 | 506059152ADMNA35 | GMDN | 36206 | Ankle/Foot Orthosis | 320780GSMLL | 320STJ 780TTJ GREY SMALL-MED LEFT ADM LOW | 5056293015967 | TBD 00000401 | SM LOW | LEFT | NA | NA | NA | 133 | 142 | 182 | EACH | EACH | 1 | 25 | 11 | 11 | 3025 | 0.26 | NA | NA | GREY | 320 | 780 | NS | NA | NA | NA | NA | NA | NA | NA | GB | 9021109000 | 200
31 | ADMs for ADM Modular System | C-Pro Direct Ltd | YES | C-Pro Direct Ireland | HPRA | C-Pro Direct Ltd | MHRA | MDD / MDR | Class 1 | GS1 | 506059152ADMNA35 | GMDN | 36206 | Ankle/Foot Orthosis | 320780GSMLN | 320STJ 780TTJ GREY SMALL-MEDIUM LEFT ADM | 5056293008419 | TBD 00000402 | SM | LEFT | NA | NA | NA | 133 | 142 | 200 | EACH | EACH | 1 | 25 | 11 | 11 | 3025 | 0.26 | NA | NA | GREY | 320 | 780 | NS | NA | NA | NA | NA | NA | NA | NA | GB | 9021109000 | 200
31 | ADMs for ADM Modular System | C-Pro Direct Ltd | YES | C-Pro Direct Ireland | HPRA | C-Pro Direct Ltd | MHRA | MDD / MDR | Class 1 | GS1 | 506059152ADMNA35 | GMDN | 36206 | Ankle/Foot Orthosis | 320780GSMRL | 320STJ 780TTJ GREY SMALL-MED RIGHT ADM LOW | 5056293015974 | TBD 00000403 | SM LOW | RIGHT | NA | NA | NA | 133 | 142 | 182 | EACH | EACH | 1 | 25 | 11 | 11 | 3025 | 0.26 | NA | NA | GREY | 320 | 780 | NS | NA | NA | NA | NA | NA | NA | NA | GB | 9021109000 | 200
31 | ADMs for ADM Modular System | C-Pro Direct Ltd | YES | C-Pro Direct Ireland | HPRA | C-Pro Direct Ltd | MHRA | MDD / MDR | Class 1 | GS1 | 506059152ADMNA35 | GMDN | 36206 | Ankle/Foot Orthosis | 320780GSMRN | 320STJ 780TTJ GREY SMALL-MEDIUM RIGHT ADM | 5056293008426 | TBD 00000404 | SM | RIGHT | NA | NA | NA | 133 | 142 | 200 | EACH | EACH | 1 | 25 | 11 | 11 | 3025 | 0.26 | NA | NA | GREY | 320 | 780 | NS | NA | NA | NA | NA | NA | NA | NA | GB | 9021109000 | 200
31 | ADMs for ADM Modular System | C-Pro Direct Ltd | YES | C-Pro Direct Ireland | HPRA | C-Pro Direct Ltd | MHRA | MDD / MDR | Class 1 | GS1 | 506059152ADMNA35 | GMDN | 36206 | Ankle/Foot Orthosis | 320960GLLN | 320STJ 960TTJ GREY LARGE LEFT ADM | 5056293008433 | TBD 00000405 | L | LEFT | NA | NA | NA | 183 | 202 | 275 | EACH | EACH | 1 | 30 | 11 | 11 | 3630 | 0.33 | NA | NA | GREY | 320 | 960 | NS | NA | NA | NA | NA | NA | NA | NA | GB | 9021109000 | 200
31 | ADMs for ADM Modular System | C-Pro Direct Ltd | YES | C-Pro Direct Ireland | HPRA | C-Pro Direct Ltd | MHRA | MDD / MDR | Class 1 | GS1 | 506059152ADMNA35 | GMDN | 36206 | Ankle/Foot Orthosis | 320960GLRN | 320STJ 960TTJ GREY LARGE RIGHT ADM | 5056293008440 | TBD 00000406 | L | RIGHT | NA | NA | NA | 183 | 202 | 275 | EACH | EACH | 1 | 30 | 11 | 11 | 3630 | 0.33 | NA | NA | GREY | 320 | 960 | NS | NA | NA | NA | NA | NA | NA | NA | GB | 9021109000 | 200
31 | ADMs for ADM Modular System | C-Pro Direct Ltd | YES | C-Pro Direct Ireland | HPRA | C-Pro Direct Ltd | MHRA | MDD / MDR | Class 1 | GS1 | 506059152ADMNA35 | GMDN | 36206 | Ankle/Foot Orthosis | 320960GMLL | 320STJ 960TTJ GREY MEDIUM LEFT ADM LOW | 5056293016452 | TBD 00000407 | M LOW | LEFT | NA | NA | NA | 143 | 162 | 205 | EACH | EACH | 1 | 30 | 11 | 11 | 3630 | 0.33 | NA | NA | GREY | 320 | 960 | NS | NA | NA | NA | NA | NA | NA | NA | GB | 9021109000 | 200
31 | ADMs for ADM Modular System | C-Pro Direct Ltd | YES | C-Pro Direct Ireland | HPRA | C-Pro Direct Ltd | MHRA | MDD / MDR | Class 1 | GS1 | 506059152ADMNA35 | GMDN | 36206 | Ankle/Foot Orthosis | 320960GMLLN | 320STJ 960TTJ GREY MEDIUM-LARGE LEFT ADM | 5056293008457 | TBD 00000408 | ML | LEFT | NA | NA | NA | 163 | 192 | 235 | EACH | EACH | 1 | 30 | 11 | 11 | 3630 | 0.33 | NA | NA | GREY | 320 | 960 | NS | NA | NA | NA | NA | NA | NA | NA | GB | 9021109000 | 200
31 | ADMs for ADM Modular System | C-Pro Direct Ltd | YES | C-Pro Direct Ireland | HPRA | C-Pro Direct Ltd | MHRA | MDD / MDR | Class 1 | GS1 | 506059152ADMNA35 | GMDN | 36206 | Ankle/Foot Orthosis | 320960GMLN | 320STJ 960TTJ GREY MEDIUM LEFT ADM | 5056293008464 | TBD 00000409 | M | LEFT | NA | NA | NA | 143 | 162 | 220 | EACH | EACH | 1 | 30 | 11 | 11 | 3630 | 0.33 | NA | NA | GREY | 320 | 960 | NS | NA | NA | NA | NA | NA | NA | NA | GB | 9021109000 | 200
31 | ADMs for ADM Modular System | C-Pro Direct Ltd | YES | C-Pro Direct Ireland | HPRA | C-Pro Direct Ltd | MHRA | MDD / MDR | Class 1 | GS1 | 506059152ADMNA35 | GMDN | 36206 | Ankle/Foot Orthosis | 320960GMLRN | 320STJ 960TTJ GREY MEDIUM-LARGE RIGHT ADM | 5056293008471 | TBD 00000410 | ML | RIGHT | NA | NA | NA | 163 | 192 | 235 | EACH | EACH | 1 | 30 | 11 | 11 | 3630 | 0.33 | NA | NA | GREY | 320 | 960 | NS | NA | NA | NA | NA | NA | NA | NA | GB | 9021109000 | 200
31 | ADMs for ADM Modular System | C-Pro Direct Ltd | YES | C-Pro Direct Ireland | HPRA | C-Pro Direct Ltd | MHRA | MDD / MDR | Class 1 | GS1 | 506059152ADMNA35 | GMDN | 36206 | Ankle/Foot Orthosis | 320960GMRL | 320STJ 960TTJ GREY MEDIUM RIGHT ADM LOW | 5056293016469 | TBD 00000411 | M LOW | RIGHT | NA | NA | NA | 143 | 162 | 205 | EACH | EACH | 1 | 30 | 11 | 11 | 3630 | 0.33 | NA | NA | GREY | 320 | 960 | NS | NA | NA | NA | NA | NA | NA | NA | GB | 9021109000 | 200
31 | ADMs for ADM Modular System | C-Pro Direct Ltd | YES | C-Pro Direct Ireland | HPRA | C-Pro Direct Ltd | MHRA | MDD / MDR | Class 1 | GS1 | 506059152ADMNA35 | GMDN | 36206 | Ankle/Foot Orthosis | 320960GMRN | 320STJ 960TTJ GREY MEDIUM RIGHT ADM | 5056293008488 | TBD 00000412 | M | RIGHT | NA | NA | NA | 143 | 162 | 220 | EACH | EACH | 1 | 30 | 11 | 11 | 3630 | 0.33 | NA | NA | GREY | 320 | 960 | NS | NA | NA | NA | NA | NA | NA | NA | GB | 9021109000 | 200
31 | ADMs for ADM Modular System | C-Pro Direct Ltd | YES | C-Pro Direct Ireland | HPRA | C-Pro Direct Ltd | MHRA | MDD / MDR | Class 1 | GS1 | 506059152ADMNA35 | GMDN | 36206 | Ankle/Foot Orthosis | 4001330GLLN | 400STJ 1330TTJ GREY LARGE LEFT ADM | 5056293008495 | TBD 00000413 | L | LEFT | NA | NA | NA | 183 | 202 | 275 | EACH | EACH | 1 | 30 | 11 | 11 | 3630 | 0.33 | NA | NA | GREY | 400 | 1330 | NS | NA | NA | NA | NA | NA | NA | NA | GB | 9021109000 | 200
31 | ADMs for ADM Modular System | C-Pro Direct Ltd | YES | C-Pro Direct Ireland | HPRA | C-Pro Direct Ltd | MHRA | MDD / MDR | Class 1 | GS1 | 506059152ADMNA35 | GMDN | 36206 | Ankle/Foot Orthosis | 4001330GLRN | 400STJ 1330TTJ GREY LARGE RIGHT ADM | 5056293008501 | TBD 00000414 | L | RIGHT | NA | NA | NA | 183 | 202 | 275 | EACH | EACH | 1 | 30 | 11 | 11 | 3630 | 0.33 | NA | NA | GREY | 400 | 1330 | NS | NA | NA | NA | NA | NA | NA | NA | GB | 9021109000 | 200
31 | ADMs for ADM Modular System | C-Pro Direct Ltd | YES | C-Pro Direct Ireland | HPRA | C-Pro Direct Ltd | MHRA | MDD / MDR | Class 1 | GS1 | 506059152ADMNA35 | GMDN | 36206 | Ankle/Foot Orthosis | 4001330GMLLN | 400STJ 1330TTJ GREY MEDIUM-LARGE LEFT ADM | 5056293008518 | TBD 00000415 | ML | LEFT | NA | NA | NA | 163 | 192 | 235 | EACH | EACH | 1 | 30 | 11 | 11 | 3630 | 0.33 | NA | NA | GREY | 400 | 1330 | NS | NA | NA | NA | NA | NA | NA | NA | GB | 9021109000 | 200
31 | ADMs for ADM Modular System | C-Pro Direct Ltd | YES | C-Pro Direct Ireland | HPRA | C-Pro Direct Ltd | MHRA | MDD / MDR | Class 1 | GS1 | 506059152ADMNA35 | GMDN | 36206 | Ankle/Foot Orthosis | 4001330GMLRN | 400STJ 1330TTJ GREY MEDIUM-LARGE RIGHT ADM | 5056293008525 | TBD 00000416 | ML | RIGHT | NA | NA | NA | 163 | 192 | 235 | EACH | EACH | 1 | 30 | 11 | 11 | 3630 | 0.33 | NA | NA | GREY | 400 | 1330 | NS | NA | NA | NA | NA | NA | NA | NA | GB | 9021109000 | 200
31 | ADMs for ADM Modular System | C-Pro Direct Ltd | YES | C-Pro Direct Ireland | HPRA | C-Pro Direct Ltd | MHRA | MDD / MDR | Class 1 | GS1 | 506059152ADMNA35 | GMDN | 36206 | Ankle/Foot Orthosis | 400400GMLL | 400STJ 400TTJ GREY MEDIUM LEFT ADM LOW | 5056293016476 | TBD 00000417 | M LOW | LEFT | NA | NA | NA | 143 | 162 | 205 | EACH | EACH | 1 | 30 | 11 | 11 | 3630 | 0.33 | NA | NA | GREY | 400 | 400 | NS | NA | NA | NA | NA | NA | NA | NA | GB | 9021109000 | 200
31 | ADMs for ADM Modular System | C-Pro Direct Ltd | YES | C-Pro Direct Ireland | HPRA | C-Pro Direct Ltd | MHRA | MDD / MDR | Class 1 | GS1 | 506059152ADMNA35 | GMDN | 36206 | Ankle/Foot Orthosis | 400400GMLN | 400STJ 400TTJ GREY MEDIUM LEFT ADM | 5056293008532 | TBD 00000418 | M | LEFT | NA | NA | NA | 143 | 162 | 220 | EACH | EACH | 1 | 30 | 11 | 11 | 3630 | 0.33 | NA | NA | GREY | 400 | 400 | NS | NA | NA | NA | NA | NA | NA | NA | GB | 9021109000 | 200
31 | ADMs for ADM Modular System | C-Pro Direct Ltd | YES | C-Pro Direct Ireland | HPRA | C-Pro Direct Ltd | MHRA | MDD / MDR | Class 1 | GS1 | 506059152ADMNA35 | GMDN | 36206 | Ankle/Foot Orthosis | 400400GMRL | 400STJ 400TTJ GREY MEDIUM RIGHT ADM LOW | 5056293016483 | TBD 00000419 | M LOW | RIGHT | NA | NA | NA | 143 | 162 | 205 | EACH | EACH | 1 | 30 | 11 | 11 | 3630 | 0.33 | NA | NA | GREY | 400 | 400 | NS | NA | NA | NA | NA | NA | NA | NA | GB | 9021109000 | 200
31 | ADMs for ADM Modular System | C-Pro Direct Ltd | YES | C-Pro Direct Ireland | HPRA | C-Pro Direct Ltd | MHRA | MDD / MDR | Class 1 | GS1 | 506059152ADMNA35 | GMDN | 36206 | Ankle/Foot Orthosis | 400400GMRN | 400STJ 400TTJ GREY MEDIUM RIGHT ADM | 5056293008549 | TBD 00000420 | M | RIGHT | NA | NA | NA | 143 | 162 | 220 | EACH | EACH | 1 | 30 | 11 | 11 | 3630 | 0.33 | NA | NA | GREY | 400 | 400 | NS | NA | NA | NA | NA | NA | NA | NA | GB | 9021109000 | 200
31 | ADMs for ADM Modular System | C-Pro Direct Ltd | YES | C-Pro Direct Ireland | HPRA | C-Pro Direct Ltd | MHRA | MDD / MDR | Class 1 | GS1 | 506059152ADMNA35 | GMDN | 36206 | Ankle/Foot Orthosis | 400400GSMLL | 400STJ 400TTJ GREY SMALL-MED LEFT ADM LOW | 5056293015981 | TBD 00000421 | SM LOW | LEFT | NA | NA | NA | 133 | 142 | 182 | EACH | EACH | 1 | 25 | 11 | 11 | 3025 | 0.26 | NA | NA | GREY | 400 | 400 | NS | NA | NA | NA | NA | NA | NA | NA | GB | 9021109000 | 200
31 | ADMs for ADM Modular System | C-Pro Direct Ltd | YES | C-Pro Direct Ireland | HPRA | C-Pro Direct Ltd | MHRA | MDD / MDR | Class 1 | GS1 | 506059152ADMNA35 | GMDN | 36206 | Ankle/Foot Orthosis | 400400GSMLN | 400STJ 400TTJ GREY SMALL-MEDIUM LEFT ADM | 5056293008556 | TBD 00000422 | SM | LEFT | NA | NA | NA | 133 | 142 | 200 | EACH | EACH | 1 | 25 | 11 | 11 | 3025 | 0.26 | NA | NA | GREY | 400 | 400 | NS | NA | NA | NA | NA | NA | NA | NA | GB | 9021109000 | 200
31 | ADMs for ADM Modular System | C-Pro Direct Ltd | YES | C-Pro Direct Ireland | HPRA | C-Pro Direct Ltd | MHRA | MDD / MDR | Class 1 | GS1 | 506059152ADMNA35 | GMDN | 36206 | Ankle/Foot Orthosis | 400400GSMRL | 400STJ 400TTJ GREY SMALL-MED RIGHT ADM LOW | 5056293015998 | TBD 00000423 | SM LOW | RIGHT | NA | NA | NA | 133 | 142 | 182 | EACH | EACH | 1 | 25 | 11 | 11 | 3025 | 0.26 | NA | NA | GREY | 400 | 400 | NS | NA | NA | NA | NA | NA | NA | NA | GB | 9021109000 | 200
31 | ADMs for ADM Modular System | C-Pro Direct Ltd | YES | C-Pro Direct Ireland | HPRA | C-Pro Direct Ltd | MHRA | MDD / MDR | Class 1 | GS1 | 506059152ADMNA35 | GMDN | 36206 | Ankle/Foot Orthosis | 400400GSMRN | 400STJ 400TTJ GREY SMALL-MEDIUM RIGHT ADM | 5056293008563 | TBD 00000424 | SM | RIGHT | NA | NA | NA | 133 | 142 | 200 | EACH | EACH | 1 | 25 | 11 | 11 | 3025 | 0.26 | NA | NA | GREY | 400 | 400 | NS | NA | NA | NA | NA | NA | NA | NA | GB | 9021109000 | 200
31 | ADMs for ADM Modular System | C-Pro Direct Ltd | YES | C-Pro Direct Ireland | HPRA | C-Pro Direct Ltd | MHRA | MDD / MDR | Class 1 | GS1 | 506059152ADMNA35 | GMDN | 36206 | Ankle/Foot Orthosis | 400510GMLL | 400STJ 510TTJ GREY MEDIUM LEFT ADM LOW | 5056293016490 | TBD 00000425 | M LOW | LEFT | NA | NA | NA | 143 | 162 | 205 | EACH | EACH | 1 | 30 | 11 | 11 | 3630 | 0.33 | NA | NA | GREY | 400 | 510 | NS | NA | NA | NA | NA | NA | NA | NA | GB | 9021109000 | 200
31 | ADMs for ADM Modular System | C-Pro Direct Ltd | YES | C-Pro Direct Ireland | HPRA | C-Pro Direct Ltd | MHRA | MDD / MDR | Class 1 | GS1 | 506059152ADMNA35 | GMDN | 36206 | Ankle/Foot Orthosis | 400510GMLN | 400STJ 510TTJ GREY MEDIUM LEFT ADM | 5056293008570 | TBD 00000426 | M | LEFT | NA | NA | NA | 143 | 162 | 220 | EACH | EACH | 1 | 30 | 11 | 11 | 3630 | 0.33 | NA | NA | GREY | 400 | 510 | NS | NA | NA | NA | NA | NA | NA | NA | GB | 9021109000 | 200
31 | ADMs for ADM Modular System | C-Pro Direct Ltd | YES | C-Pro Direct Ireland | HPRA | C-Pro Direct Ltd | MHRA | MDD / MDR | Class 1 | GS1 | 506059152ADMNA35 | GMDN | 36206 | Ankle/Foot Orthosis | 400510GMRL | 400STJ 510TTJ GREY MEDIUM RIGHT ADM LOW | 5056293016506 | TBD 00000427 | M LOW | RIGHT | NA | NA | NA | 143 | 162 | 205 | EACH | EACH | 1 | 30 | 11 | 11 | 3630 | 0.33 | NA | NA | GREY | 400 | 510 | NS | NA | NA | NA | NA | NA | NA | NA | GB | 9021109000 | 200
31 | ADMs for ADM Modular System | C-Pro Direct Ltd | YES | C-Pro Direct Ireland | HPRA | C-Pro Direct Ltd | MHRA | MDD / MDR | Class 1 | GS1 | 506059152ADMNA35 | GMDN | 36206 | Ankle/Foot Orthosis | 400510GMRN | 400STJ 510TTJ GREY MEDIUM RIGHT ADM | 5056293008587 | TBD 00000428 | M | RIGHT | NA | NA | NA | 143 | 162 | 220 | EACH | EACH | 1 | 30 | 11 | 11 | 3630 | 0.33 | NA | NA | GREY | 400 | 510 | NS | NA | NA | NA | NA | NA | NA | NA | GB | 9021109000 | 200
31 | ADMs for ADM Modular System | C-Pro Direct Ltd | YES | C-Pro Direct Ireland | HPRA | C-Pro Direct Ltd | MHRA | MDD / MDR | Class 1 | GS1 | 506059152ADMNA35 | GMDN | 36206 | Ankle/Foot Orthosis | 400510GSMLL | 400STJ 510TTJ GREY SMALL-MED LEFT ADM LOW | 5056293016001 | TBD 00000429 | SM LOW | LEFT | NA | NA | NA | 133 | 142 | 182 | EACH | EACH | 1 | 25 | 11 | 11 | 3025 | 0.26 | NA | NA | GREY | 400 | 510 | NS | NA | NA | NA | NA | NA | NA | NA | GB | 9021109000 | 200
31 | ADMs for ADM Modular System | C-Pro Direct Ltd | YES | C-Pro Direct Ireland | HPRA | C-Pro Direct Ltd | MHRA | MDD / MDR | Class 1 | GS1 | 506059152ADMNA35 | GMDN | 36206 | Ankle/Foot Orthosis | 400510GSMLN | 400STJ 510TTJ GREY SMALL-MEDIUM LEFT ADM | 5056293008594 | TBD 00000430 | SM | LEFT | NA | NA | NA | 133 | 142 | 200 | EACH | EACH | 1 | 25 | 11 | 11 | 3025 | 0.26 | NA | NA | GREY | 400 | 510 | STD | NA | NA | NA | NA | NA | NA | NA | GB | 9021109000 | 200
31 | ADMs for ADM Modular System | C-Pro Direct Ltd | YES | C-Pro Direct Ireland | HPRA | C-Pro Direct Ltd | MHRA | MDD / MDR | Class 1 | GS1 | 506059152ADMNA35 | GMDN | 36206 | Ankle/Foot Orthosis | 400510GSMRL | 400STJ 510TTJ GREY SMALL-MED RIGHT ADM LOW | 5056293016018 | TBD 00000431 | SM LOW | RIGHT | NA | NA | NA | 133 | 142 | 182 | EACH | EACH | 1 | 25 | 11 | 11 | 3025 | 0.26 | NA | NA | GREY | 400 | 510 | NS | NA | NA | NA | NA | NA | NA | NA | GB | 9021109000 | 200
31 | ADMs for ADM Modular System | C-Pro Direct Ltd | YES | C-Pro Direct Ireland | HPRA | C-Pro Direct Ltd | MHRA | MDD / MDR | Class 1 | GS1 | 506059152ADMNA35 | GMDN | 36206 | Ankle/Foot Orthosis | 400510GSMRN | 400STJ 510TTJ GREY SMALL-MEDIUM RIGHT ADM | 5056293008600 | TBD 00000432 | SM | RIGHT | NA | NA | NA | 133 | 142 | 200 | EACH | EACH | 1 | 25 | 11 | 11 | 3025 | 0.26 | NA | NA | GREY | 400 | 510 | STD | NA | NA | NA | NA | NA | NA | NA | GB | 9021109000 | 200
31 | ADMs for ADM Modular System | C-Pro Direct Ltd | YES | C-Pro Direct Ireland | HPRA | C-Pro Direct Ltd | MHRA | MDD / MDR | Class 1 | GS1 | 506059152ADMNA35 | GMDN | 36206 | Ankle/Foot Orthosis | 400600GMLL | 400STJ 600TTJ GREY MEDIUM LEFT ADM LOW | 5056293016513 | TBD 00000433 | M LOW | LEFT | NA | NA | NA | 143 | 162 | 205 | EACH | EACH | 1 | 30 | 11 | 11 | 3630 | 0.33 | NA | NA | GREY | 400 | 600 | NS | NA | NA | NA | NA | NA | NA | NA | GB | 9021109000 | 200
31 | ADMs for ADM Modular System | C-Pro Direct Ltd | YES | C-Pro Direct Ireland | HPRA | C-Pro Direct Ltd | MHRA | MDD / MDR | Class 1 | GS1 | 506059152ADMNA35 | GMDN | 36206 | Ankle/Foot Orthosis | 400600GMLN | 400STJ 600TTJ GREY MEDIUM LEFT ADM | 5056293008617 | TBD 00000434 | M | LEFT | NA | NA | NA | 143 | 162 | 220 | EACH | EACH | 1 | 30 | 11 | 11 | 3630 | 0.33 | NA | NA | GREY | 400 | 600 | NS | NA | NA | NA | NA | NA | NA | NA | GB | 9021109000 | 200
31 | ADMs for ADM Modular System | C-Pro Direct Ltd | YES | C-Pro Direct Ireland | HPRA | C-Pro Direct Ltd | MHRA | MDD / MDR | Class 1 | GS1 | 506059152ADMNA34 | GMDN | 36206 | Ankle/Foot Orthosis | 400600GMLLN | 400STJ 600TTJ GREY MEDIUM-LARGE LEFT ADM | 5056293021333 | TBD 00000434a | ML | LEFT | NA | NA | NA | 163 | 192 | 235 | EACH | EACH | 1 | 30 | 11 | 11 | 3630 | 0.33 | NA | NA | GREY | 400 | 600 | NS | NA | NA | NA | NA | NA | NA | NA | GB | 9021109000 | 200
31 | ADMs for ADM Modular System | C-Pro Direct Ltd | YES | C-Pro Direct Ireland | HPRA | C-Pro Direct Ltd | MHRA | MDD / MDR | Class 1 | GS1 | 506059152ADMNA35 | GMDN | 36206 | Ankle/Foot Orthosis | 400600GMLRN | 400STJ 600TTJ GREY MEDIUM-LARGE RIGHT ADM | 5056293008624 | TBD 00000435 | ML | RIGHT | NA | NA | NA | 163 | 192 | 235 | EACH | EACH | 1 | 30 | 11 | 11 | 3630 | 0.33 | NA | NA | GREY | 400 | 600 | NS | NA | NA | NA | NA | NA | NA | NA | GB | 9021109000 | 200
31 | ADMs for ADM Modular System | C-Pro Direct Ltd | YES | C-Pro Direct Ireland | HPRA | C-Pro Direct Ltd | MHRA | MDD / MDR | Class 1 | GS1 | 506059152ADMNA35 | GMDN | 36206 | Ankle/Foot Orthosis | 400600GMRL | 400STJ 600TTJ GREY MEDIUM RIGHT ADM LOW | 5056293016520 | TBD 00000436 | M LOW | RIGHT | NA | NA | NA | 143 | 162 | 205 | EACH | EACH | 1 | 30 | 11 | 11 | 3630 | 0.33 | NA | NA | GREY | 400 | 600 | NS | NA | NA | NA | NA | NA | NA | NA | GB | 9021109000 | 200
31 | ADMs for ADM Modular System | C-Pro Direct Ltd | YES | C-Pro Direct Ireland | HPRA | C-Pro Direct Ltd | MHRA | MDD / MDR | Class 1 | GS1 | 506059152ADMNA35 | GMDN | 36206 | Ankle/Foot Orthosis | 400600GMRN | 400STJ 600TTJ GREY MEDIUM RIGHT ADM | 5056293008631 | TBD 00000437 | M | RIGHT | NA | NA | NA | 143 | 162 | 220 | EACH | EACH | 1 | 30 | 11 | 11 | 3630 | 0.33 | NA | NA | GREY | 400 | 600 | NS | NA | NA | NA | NA | NA | NA | NA | GB | 9021109000 | 200
31 | ADMs for ADM Modular System | C-Pro Direct Ltd | YES | C-Pro Direct Ireland | HPRA | C-Pro Direct Ltd | MHRA | MDD / MDR | Class 1 | GS1 | 506059152ADMNA35 | GMDN | 36206 | Ankle/Foot Orthosis | 400600GSMLL | 400STJ 600TTJ GREY SMALL-MED LEFT ADM LOW | 5056293016025 | TBD 00000438 | SM LOW | LEFT | NA | NA | NA | 133 | 142 | 182 | EACH | EACH | 1 | 25 | 11 | 11 | 3025 | 0.26 | NA | NA | GREY | 400 | 600 | NS | NA | NA | NA | NA | NA | NA | NA | GB | 9021109000 | 200
31 | ADMs for ADM Modular System | C-Pro Direct Ltd | YES | C-Pro Direct Ireland | HPRA | C-Pro Direct Ltd | MHRA | MDD / MDR | Class 1 | GS1 | 506059152ADMNA35 | GMDN | 36206 | Ankle/Foot Orthosis | 400600GSMLN | 400STJ 600TTJ GREY SMALL-MEDIUM LEFT ADM | 5056293008648 | TBD 00000439 | SM | LEFT | NA | NA | NA | 133 | 142 | 200 | EACH | EACH | 1 | 25 | 11 | 11 | 3025 | 0.26 | NA | NA | GREY | 400 | 600 | NS | NA | NA | NA | NA | NA | NA | NA | GB | 9021109000 | 200
31 | ADMs for ADM Modular System | C-Pro Direct Ltd | YES | C-Pro Direct Ireland | HPRA | C-Pro Direct Ltd | MHRA | MDD / MDR | Class 1 | GS1 | 506059152ADMNA35 | GMDN | 36206 | Ankle/Foot Orthosis | 400600GSMRL | 400STJ 600TTJ GREY SMALL-MED RIGHT ADM LOW | 5056293016032 | TBD 00000440 | SM LOW | RIGHT | NA | NA | NA | 133 | 142 | 182 | EACH | EACH | 1 | 25 | 11 | 11 | 3025 | 0.26 | NA | NA | GREY | 400 | 600 | NS | NA | NA | NA | NA | NA | NA | NA | GB | 9021109000 | 200
31 | ADMs for ADM Modular System | C-Pro Direct Ltd | YES | C-Pro Direct Ireland | HPRA | C-Pro Direct Ltd | MHRA | MDD / MDR | Class 1 | GS1 | 506059152ADMNA35 | GMDN | 36206 | Ankle/Foot Orthosis | 400600GSMRN | 400STJ 600TTJ GREY SMALL-MEDIUM RIGHT ADM | 5056293008655 | TBD 00000441 | SM | RIGHT | NA | NA | NA | 133 | 142 | 200 | EACH | EACH | 1 | 25 | 11 | 11 | 3025 | 0.26 | NA | NA | GREY | 400 | 600 | NS | NA | NA | NA | NA | NA | NA | NA | GB | 9021109000 | 200
31 | ADMs for ADM Modular System | C-Pro Direct Ltd | YES | C-Pro Direct Ireland | HPRA | C-Pro Direct Ltd | MHRA | MDD / MDR | Class 1 | GS1 | 506059152ADMNA35 | GMDN | 36206 | Ankle/Foot Orthosis | 400690GLRN | 400STJ 690 TTJ GREY LARGE RIGHT ADM | 5056293008662 | TBD 00000442 | L | RIGHT | NA | NA | NA | 183 | 202 | 275 | EACH | EACH | 1 | 30 | 11 | 11 | 3630 | 0.33 | NA | NA | GREY | 400 | 690 | NS | NA | NA | NA | NA | NA | NA | NA | GB | 9021109000 | 200
31 | ADMs for ADM Modular System | C-Pro Direct Ltd | YES | C-Pro Direct Ireland | HPRA | C-Pro Direct Ltd | MHRA | MDD / MDR | Class 1 | GS1 | 506059152ADMNA35 | GMDN | 36206 | Ankle/Foot Orthosis | 400780GLLN | 400STJ 780TTJ GREY LARGE LEFT ADM | 5056293008679 | TBD 00000443 | L | LEFT | NA | NA | NA | 183 | 202 | 275 | EACH | EACH | 1 | 30 | 11 | 11 | 3630 | 0.33 | NA | NA | GREY | 400 | 780 | NS | NA | NA | NA | NA | NA | NA | NA | GB | 9021109000 | 200
31 | ADMs for ADM Modular System | C-Pro Direct Ltd | YES | C-Pro Direct Ireland | HPRA | C-Pro Direct Ltd | MHRA | MDD / MDR | Class 1 | GS1 | 506059152ADMNA35 | GMDN | 36206 | Ankle/Foot Orthosis | 400780GLRN | 400STJ 780TTJ GREY LARGE RIGHT ADM | 5056293008686 | TBD 00000444 | L | RIGHT | NA | NA | NA | 183 | 202 | 275 | EACH | EACH | 1 | 30 | 11 | 11 | 3630 | 0.33 | NA | NA | GREY | 400 | 780 | NS | NA | NA | NA | NA | NA | NA | NA | GB | 9021109000 | 200
31 | ADMs for ADM Modular System | C-Pro Direct Ltd | YES | C-Pro Direct Ireland | HPRA | C-Pro Direct Ltd | MHRA | MDD / MDR | Class 1 | GS1 | 506059152ADMNA35 | GMDN | 36206 | Ankle/Foot Orthosis | 400780GMLL | 400STJ 780TTJ GREY MEDIUM LEFT ADM LOW | 5056293016537 | TBD 00000445 | M LOW | LEFT | NA | NA | NA | 143 | 162 | 205 | EACH | EACH | 1 | 30 | 11 | 11 | 3630 | 0.33 | NA | NA | GREY | 400 | 780 | NS | NA | NA | NA | NA | NA | NA | NA | GB | 9021109000 | 200
31 | ADMs for ADM Modular System | C-Pro Direct Ltd | YES | C-Pro Direct Ireland | HPRA | C-Pro Direct Ltd | MHRA | MDD / MDR | Class 1 | GS1 | 506059152ADMNA35 | GMDN | 36206 | Ankle/Foot Orthosis | 400780GMLLN | 400STJ 780TTJ GREY MEDIUM-LARGE LEFT ADM | 5056293008693 | TBD 00000446 | ML | LEFT | NA | NA | NA | 163 | 192 | 235 | EACH | EACH | 1 | 30 | 11 | 11 | 3630 | 0.33 | NA | NA | GREY | 400 | 780 | NS | NA | NA | NA | NA | NA | NA | NA | GB | 9021109000 | 200
31 | ADMs for ADM Modular System | C-Pro Direct Ltd | YES | C-Pro Direct Ireland | HPRA | C-Pro Direct Ltd | MHRA | MDD / MDR | Class 1 | GS1 | 506059152ADMNA35 | GMDN | 36206 | Ankle/Foot Orthosis | 400780GMLN | 400STJ 780TTJ GREY MEDIUM LEFT ADM | 5056293008709 | TBD 00000447 | M | LEFT | NA | NA | NA | 143 | 162 | 220 | EACH | EACH | 1 | 30 | 11 | 11 | 3630 | 0.33 | NA | NA | GREY | 400 | 780 | NS | NA | NA | NA | NA | NA | NA | NA | GB | 9021109000 | 200
31 | ADMs for ADM Modular System | C-Pro Direct Ltd | YES | C-Pro Direct Ireland | HPRA | C-Pro Direct Ltd | MHRA | MDD / MDR | Class 1 | GS1 | 506059152ADMNA35 | GMDN | 36206 | Ankle/Foot Orthosis | 400780GMLRN | 400STJ 780TTJ GREY MEDIUM-LARGE RIGHT ADM | 5056293008716 | TBD 00000448 | ML | RIGHT | NA | NA | NA | 163 | 192 | 235 | EACH | EACH | 1 | 30 | 11 | 11 | 3630 | 0.33 | NA | NA | GREY | 400 | 780 | NS | NA | NA | NA | NA | NA | NA | NA | GB | 9021109000 | 200
31 | ADMs for ADM Modular System | C-Pro Direct Ltd | YES | C-Pro Direct Ireland | HPRA | C-Pro Direct Ltd | MHRA | MDD / MDR | Class 1 | GS1 | 506059152ADMNA35 | GMDN | 36206 | Ankle/Foot Orthosis | 400780GMRL | 400STJ 780TTJ GREY MEDIUM RIGHT ADM LOW | 5056293016544 | TBD 00000449 | M LOW | RIGHT | NA | NA | NA | 143 | 162 | 205 | EACH | EACH | 1 | 30 | 11 | 11 | 3630 | 0.33 | NA | NA | GREY | 400 | 780 | NS | NA | NA | NA | NA | NA | NA | NA | GB | 9021109000 | 200
31 | ADMs for ADM Modular System | C-Pro Direct Ltd | YES | C-Pro Direct Ireland | HPRA | C-Pro Direct Ltd | MHRA | MDD / MDR | Class 1 | GS1 | 506059152ADMNA35 | GMDN | 36206 | Ankle/Foot Orthosis | 400780GMRN | 400STJ 780TTJ GREY MEDIUM RIGHT ADM | 5056293008723 | TBD 00000450 | M | RIGHT | NA | NA | NA | 143 | 162 | 220 | EACH | EACH | 1 | 30 | 11 | 11 | 3630 | 0.33 | NA | NA | GREY | 400 | 780 | NS | NA | NA | NA | NA | NA | NA | NA | GB | 9021109000 | 200
31 | ADMs for ADM Modular System | C-Pro Direct Ltd | YES | C-Pro Direct Ireland | HPRA | C-Pro Direct Ltd | MHRA | MDD / MDR | Class 1 | GS1 | 506059152ADMNA35 | GMDN | 36206 | Ankle/Foot Orthosis | 400780GSMLL | 400STJ 780TTJ GREY SMALL-MED LEFT ADM LOW | 5056293016049 | TBD 00000451 | SM LOW | LEFT | NA | NA | NA | 133 | 142 | 182 | EACH | EACH | 1 | 25 | 11 | 11 | 3025 | 0.26 | NA | NA | GREY | 400 | 780 | NS | NA | NA | NA | NA | NA | NA | NA | GB | 9021109000 | 200
31 | ADMs for ADM Modular System | C-Pro Direct Ltd | YES | C-Pro Direct Ireland | HPRA | C-Pro Direct Ltd | MHRA | MDD / MDR | Class 1 | GS1 | 506059152ADMNA35 | GMDN | 36206 | Ankle/Foot Orthosis | 400780GSMLN | 400STJ 780TTJ GREY SMALL-MEDIUM LEFT ADM | 5056293008730 | TBD 00000452 | SM | LEFT | NA | NA | NA | 133 | 142 | 200 | EACH | EACH | 1 | 25 | 11 | 11 | 3025 | 0.26 | NA | NA | GREY | 400 | 780 | NS | NA | NA | NA | NA | NA | NA | NA | GB | 9021109000 | 200
31 | ADMs for ADM Modular System | C-Pro Direct Ltd | YES | C-Pro Direct Ireland | HPRA | C-Pro Direct Ltd | MHRA | MDD / MDR | Class 1 | GS1 | 506059152ADMNA35 | GMDN | 36206 | Ankle/Foot Orthosis | 400780GSMRL | 400STJ 780TTJ GREY SMALL-MED RIGHT ADM LOW | 5056293016056 | TBD 00000453 | SM LOW | RIGHT | NA | NA | NA | 133 | 142 | 182 | EACH | EACH | 1 | 25 | 11 | 11 | 3025 | 0.26 | NA | NA | GREY | 400 | 780 | NS | NA | NA | NA | NA | NA | NA | NA | GB | 9021109000 | 200
31 | ADMs for ADM Modular System | C-Pro Direct Ltd | YES | C-Pro Direct Ireland | HPRA | C-Pro Direct Ltd | MHRA | MDD / MDR | Class 1 | GS1 | 506059152ADMNA35 | GMDN | 36206 | Ankle/Foot Orthosis | 400780GSMRN | 400STJ 780TTJ GREY SMALL-MEDIUM RIGHT ADM | 5056293008747 | TBD 00000454 | SM | RIGHT | NA | NA | NA | 133 | 142 | 200 | EACH | EACH | 1 | 25 | 11 | 11 | 3025 | 0.26 | NA | NA | GREY | 400 | 780 | NS | NA | NA | NA | NA | NA | NA | NA | GB | 9021109000 | 200
31 | ADMs for ADM Modular System | C-Pro Direct Ltd | YES | C-Pro Direct Ireland | HPRA | C-Pro Direct Ltd | MHRA | MDD / MDR | Class 1 | GS1 | 506059152ADMNA35 | GMDN | 36206 | Ankle/Foot Orthosis | 400960GLLN | 400STJ 960TTJ GREY LARGE LEFT ADM | 5056293008754 | TBD 00000455 | L | LEFT | NA | NA | NA | 183 | 202 | 275 | EACH | EACH | 1 | 30 | 11 | 11 | 3630 | 0.33 | NA | NA | GREY | 400 | 960 | NS | NA | NA | NA | NA | NA | NA | NA | GB | 9021109000 | 200
31 | ADMs for ADM Modular System | C-Pro Direct Ltd | YES | C-Pro Direct Ireland | HPRA | C-Pro Direct Ltd | MHRA | MDD / MDR | Class 1 | GS1 | 506059152ADMNA35 | GMDN | 36206 | Ankle/Foot Orthosis | 400960GLRN | 400STJ 960TTJ GREY LARGE RIGHT ADM | 5056293008761 | TBD 00000456 | L | RIGHT | NA | NA | NA | 183 | 202 | 275 | EACH | EACH | 1 | 30 | 11 | 11 | 3630 | 0.33 | NA | NA | GREY | 400 | 960 | NS | NA | NA | NA | NA | NA | NA | NA | GB | 9021109000 | 200
31 | ADMs for ADM Modular System | C-Pro Direct Ltd | YES | C-Pro Direct Ireland | HPRA | C-Pro Direct Ltd | MHRA | MDD / MDR | Class 1 | GS1 | 506059152ADMNA35 | GMDN | 36206 | Ankle/Foot Orthosis | 400960GMLL | 400STJ 960TTJ GREY MEDIUM LEFT ADM LOW | 5056293016551 | TBD 00000457 | M LOW | LEFT | NA | NA | NA | 143 | 162 | 205 | EACH | EACH | 1 | 30 | 11 | 11 | 3630 | 0.33 | NA | NA | GREY | 400 | 960 | NS | NA | NA | NA | NA | NA | NA | NA | GB | 9021109000 | 200
31 | ADMs for ADM Modular System | C-Pro Direct Ltd | YES | C-Pro Direct Ireland | HPRA | C-Pro Direct Ltd | MHRA | MDD / MDR | Class 1 | GS1 | 506059152ADMNA35 | GMDN | 36206 | Ankle/Foot Orthosis | 400960GMLLN | 400STJ 960TTJ GREY MEDIUM-LARGE LEFT ADM | 5056293008778 | TBD 00000458 | ML | LEFT | NA | NA | NA | 163 | 192 | 235 | EACH | EACH | 1 | 30 | 11 | 11 | 3630 | 0.33 | NA | NA | GREY | 400 | 960 | NS | NA | NA | NA | NA | NA | NA | NA | GB | 9021109000 | 200
31 | ADMs for ADM Modular System | C-Pro Direct Ltd | YES | C-Pro Direct Ireland | HPRA | C-Pro Direct Ltd | MHRA | MDD / MDR | Class 1 | GS1 | 506059152ADMNA35 | GMDN | 36206 | Ankle/Foot Orthosis | 400960GMLN | 400STJ 960TTJ GREY MEDIUM LEFT ADM | 5056293008785 | TBD 00000459 | M | LEFT | NA | NA | NA | 143 | 162 | 220 | EACH | EACH | 1 | 30 | 11 | 11 | 3630 | 0.33 | NA | NA | GREY | 400 | 960 | NS | NA | NA | NA | NA | NA | NA | NA | GB | 9021109000 | 200
31 | ADMs for ADM Modular System | C-Pro Direct Ltd | YES | C-Pro Direct Ireland | HPRA | C-Pro Direct Ltd | MHRA | MDD / MDR | Class 1 | GS1 | 506059152ADMNA35 | GMDN | 36206 | Ankle/Foot Orthosis | 400960GMLRN | 400STJ 960TTJ GREY MEDIUM-LARGE RIGHT ADM | 5056293008792 | TBD 00000460 | ML | RIGHT | NA | NA | NA | 163 | 192 | 235 | EACH | EACH | 1 | 30 | 11 | 11 | 3630 | 0.33 | NA | NA | GREY | 400 | 960 | NS | NA | NA | NA | NA | NA | NA | NA | GB | 9021109000 | 200
31 | ADMs for ADM Modular System | C-Pro Direct Ltd | YES | C-Pro Direct Ireland | HPRA | C-Pro Direct Ltd | MHRA | MDD / MDR | Class 1 | GS1 | 506059152ADMNA35 | GMDN | 36206 | Ankle/Foot Orthosis | 400960GMRL | 400STJ 960TTJ GREY MEDIUM RIGHT ADM LOW | 5056293016568 | TBD 00000461 | M LOW | RIGHT | NA | NA | NA | 143 | 162 | 205 | EACH | EACH | 1 | 30 | 11 | 11 | 3630 | 0.33 | NA | NA | GREY | 400 | 960 | NS | NA | NA | NA | NA | NA | NA | NA | GB | 9021109000 | 200
31 | ADMs for ADM Modular System | C-Pro Direct Ltd | YES | C-Pro Direct Ireland | HPRA | C-Pro Direct Ltd | MHRA | MDD / MDR | Class 1 | GS1 | 506059152ADMNA35 | GMDN | 36206 | Ankle/Foot Orthosis | 400960GMRN | 400STJ 960TTJ GREY MEDIUM RIGHT ADM | 5056293008808 | TBD 00000462 | M | RIGHT | NA | NA | NA | 143 | 162 | 220 | EACH | EACH | 1 | 30 | 11 | 11 | 3630 | 0.33 | NA | NA | GREY | 400 | 960 | NS | NA | NA | NA | NA | NA | NA | NA | GB | 9021109000 | 200
31 | ADMs for ADM Modular System | C-Pro Direct Ltd | YES | C-Pro Direct Ireland | HPRA | C-Pro Direct Ltd | MHRA | MDD / MDR | Class 1 | GS1 | 506059152ADMNA35 | GMDN | 36206 | Ankle/Foot Orthosis | 420310GSLN | 420STJ 310TTJ GREY SMALL LEFT ADM | 5056293008815 | TBD 00000463 | S | LEFT | NA | NA | NA | 123 | 132 | 185 | EACH | EACH | 1 | 22 | 10 | 10 | 2200 | 0.2 | NA | NA | GREY | 420 | 310 | NS | NA | NA | NA | NA | NA | NA | NA | GB | 9021109000 | 200
31 | ADMs for ADM Modular System | C-Pro Direct Ltd | YES | C-Pro Direct Ireland | HPRA | C-Pro Direct Ltd | MHRA | MDD / MDR | Class 1 | GS1 | 506059152ADMNA35 | GMDN | 36206 | Ankle/Foot Orthosis | 420310GSRN | 420STJ 310TTJ GREY SMALL RIGHT ADM | 5056293008822 | TBD 00000464 | S | RIGHT | NA | NA | NA | 123 | 132 | 185 | EACH | EACH | 1 | 22 | 10 | 10 | 2200 | 0.2 | NA | NA | GREY | 420 | 310 | NS | NA | NA | NA | NA | NA | NA | NA | GB | 9021109000 | 200
31 | ADMs for ADM Modular System | C-Pro Direct Ltd | YES | C-Pro Direct Ireland | HPRA | C-Pro Direct Ltd | MHRA | MDD / MDR | Class 1 | GS1 | 506059152ADMNA35 | GMDN | 36206 | Ankle/Foot Orthosis | 420310GXSLN | 420STJ 310TTJ GREY EXTRA SMALL LEFT ADM | 5056293019583 | TBD 00000465 | XS | LEFT | NA | NA | NA | 103 | 132 | 160 | EACH | EACH | 1 | 22 | 10 | 10 | 2200 | 0.2 | NA | NA | GREY | 420 | 310 | NS | NA | NA | NA | NA | NA | NA | NA | GB | 9021109000 | 200
31 | ADMs for ADM Modular System | C-Pro Direct Ltd | YES | C-Pro Direct Ireland | HPRA | C-Pro Direct Ltd | MHRA | MDD / MDR | Class 1 | GS1 | 506059152ADMNA35 | GMDN | 36206 | Ankle/Foot Orthosis | 420310GXSRN | 420STJ 310TTJ GREY EXTRA SMALL RIGHT ADM | 5056293019620 | TBD 00000466 | XS | RIGHT | NA | NA | NA | 103 | 132 | 160 | EACH | EACH | 1 | 22 | 10 | 10 | 2200 | 0.2 | NA | NA | GREY | 420 | 310 | NS | NA | NA | NA | NA | NA | NA | NA | GB | 9021109000 | 200
31 | ADMs for ADM Modular System | C-Pro Direct Ltd | YES | C-Pro Direct Ireland | HPRA | C-Pro Direct Ltd | MHRA | MDD / MDR | Class 1 | GS1 | 506059152ADMNA35 | GMDN | 36206 | Ankle/Foot Orthosis | 420420GSLN | 420STJ 420TTJ GREY SMALL LEFT ADM | 5056293008839 | TBD 00000467 | S | LEFT | NA | NA | NA | 123 | 132 | 185 | EACH | EACH | 1 | 22 | 10 | 10 | 2200 | 0.2 | NA | NA | GREY | 420 | 420 | NS | NA | NA | NA | NA | NA | NA | NA | GB | 9021109000 | 200
31 | ADMs for ADM Modular System | C-Pro Direct Ltd | YES | C-Pro Direct Ireland | HPRA | C-Pro Direct Ltd | MHRA | MDD / MDR | Class 1 | GS1 | 506059152ADMNA35 | GMDN | 36206 | Ankle/Foot Orthosis | 420420GSRN | 420STJ 420TTJ GREY SMALL RIGHT ADM | 5056293008846 | TBD 00000468 | S | RIGHT | NA | NA | NA | 123 | 132 | 185 | EACH | EACH | 1 | 22 | 10 | 10 | 2200 | 0.2 | NA | NA | GREY | 420 | 420 | NS | NA | NA | NA | NA | NA | NA | NA | GB | 9021109000 | 200
31 | ADMs for ADM Modular System | C-Pro Direct Ltd | YES | C-Pro Direct Ireland | HPRA | C-Pro Direct Ltd | MHRA | MDD / MDR | Class 1 | GS1 | 506059152ADMNA35 | GMDN | 36206 | Ankle/Foot Orthosis | 420420GXSLN | 420STJ 420TTJ GREY EXTRA SMALL LEFT ADM | 5056293019576 | TBD 00000469 | XS | LEFT | NA | NA | NA | 103 | 132 | 160 | EACH | EACH | 1 | 22 | 10 | 10 | 2200 | 0.2 | NA | NA | GREY | 420 | 420 | NS | NA | NA | NA | NA | NA | NA | NA | GB | 9021109000 | 200
31 | ADMs for ADM Modular System | C-Pro Direct Ltd | YES | C-Pro Direct Ireland | HPRA | C-Pro Direct Ltd | MHRA | MDD / MDR | Class 1 | GS1 | 506059152ADMNA35 | GMDN | 36206 | Ankle/Foot Orthosis | 420420GXSRN | 420STJ 420TTJ GREY EXTRA SMALL RIGHT ADM | 5056293019613 | TBD 00000470 | XS | RIGHT | NA | NA | NA | 103 | 132 | 160 | EACH | EACH | 1 | 22 | 10 | 10 | 2200 | 0.2 | NA | NA | GREY | 420 | 420 | NS | NA | NA | NA | NA | NA | NA | NA | GB | 9021109000 | 200
31 | ADMs for ADM Modular System | C-Pro Direct Ltd | YES | C-Pro Direct Ireland | HPRA | C-Pro Direct Ltd | MHRA | MDD / MDR | Class 1 | GS1 | 506059152ADMNA35 | GMDN | 36206 | Ankle/Foot Orthosis | 420490GSLN | 420STJ 490TTJ GREY SMALL LEFT ADM | 5056293008853 | TBD 00000471 | S | LEFT | NA | NA | NA | 123 | 132 | 185 | EACH | EACH | 1 | 22 | 10 | 10 | 2200 | 0.2 | NA | NA | GREY | 420 | 490 | NS | NA | NA | NA | NA | NA | NA | NA | GB | 9021109000 | 200
31 | ADMs for ADM Modular System | C-Pro Direct Ltd | YES | C-Pro Direct Ireland | HPRA | C-Pro Direct Ltd | MHRA | MDD / MDR | Class 1 | GS1 | 506059152ADMNA35 | GMDN | 36206 | Ankle/Foot Orthosis | 420490GSRN | 420STJ 490TTJ GREY SMALL RIGHT ADM | 5056293008860 | TBD 00000472 | S | RIGHT | NA | NA | NA | 123 | 132 | 185 | EACH | EACH | 1 | 22 | 10 | 10 | 2200 | 0.2 | NA | NA | GREY | 420 | 490 | NS | NA | NA | NA | NA | NA | NA | NA | GB | 9021109000 | 200
31 | ADMs for ADM Modular System | C-Pro Direct Ltd | YES | C-Pro Direct Ireland | HPRA | C-Pro Direct Ltd | MHRA | MDD / MDR | Class 1 | GS1 | 506059152ADMNA35 | GMDN | 36206 | Ankle/Foot Orthosis | 420490GXSLN | 420STJ 490TTJ GREY EXTRA SMALL LEFT ADM | 5056293019538 | TBD 00000473 | XS | LEFT | NA | NA | NA | 103 | 132 | 160 | EACH | EACH | 1 | 22 | 10 | 10 | 2200 | 0.2 | NA | NA | GREY | 420 | 490 | NS | NA | NA | NA | NA | NA | NA | NA | GB | 9021109000 | 200
31 | ADMs for ADM Modular System | C-Pro Direct Ltd | YES | C-Pro Direct Ireland | HPRA | C-Pro Direct Ltd | MHRA | MDD / MDR | Class 1 | GS1 | 506059152ADMNA35 | GMDN | 36206 | Ankle/Foot Orthosis | 420490GXSRN | 420STJ 490TTJ GREY EXTRA SMALL RIGHT ADM | 5056293019545 | TBD 00000474 | XS | RIGHT | NA | NA | NA | 103 | 132 | 160 | EACH | EACH | 1 | 22 | 10 | 10 | 2200 | 0.2 | NA | NA | GREY | 420 | 490 | NS | NA | NA | NA | NA | NA | NA | NA | GB | 9021109000 | 200
31 | ADMs for ADM Modular System | C-Pro Direct Ltd | YES | C-Pro Direct Ireland | HPRA | C-Pro Direct Ltd | MHRA | MDD / MDR | Class 1 | GS1 | 506059152ADMNA35 | GMDN | 36206 | Ankle/Foot Orthosis | 420590GSLN | 420STJ 590TTJ GREY SMALL LEFT ADM | 5056293008877 | TBD 00000475 | S | LEFT | NA | NA | NA | 123 | 132 | 185 | EACH | EACH | 1 | 22 | 10 | 10 | 2200 | 0.2 | NA | NA | GREY | 420 | 590 | NS | NA | NA | NA | NA | NA | NA | NA | GB | 9021109000 | 200
31 | ADMs for ADM Modular System | C-Pro Direct Ltd | YES | C-Pro Direct Ireland | HPRA | C-Pro Direct Ltd | MHRA | MDD / MDR | Class 1 | GS1 | 506059152ADMNA35 | GMDN | 36206 | Ankle/Foot Orthosis | 420590GSRN | 420STJ 590TTJ GREY SMALL RIGHT ADM | 5056293008884 | TBD 00000476 | S | RIGHT | NA | NA | NA | 123 | 132 | 185 | EACH | EACH | 1 | 22 | 10 | 10 | 2200 | 0.2 | NA | NA | GREY | 420 | 590 | NS | NA | NA | NA | NA | NA | NA | NA | GB | 9021109000 | 200
31 | ADMs for ADM Modular System | C-Pro Direct Ltd | YES | C-Pro Direct Ireland | HPRA | C-Pro Direct Ltd | MHRA | MDD / MDR | Class 1 | GS1 | 506059152ADMNA35 | GMDN | 36206 | Ankle/Foot Orthosis | 420750GSLN | 420STJ 750TTJ GREY SMALL LEFT ADM | 5056293008891 | TBD 00000477 | S | LEFT | NA | NA | NA | 123 | 132 | 185 | EACH | EACH | 1 | 22 | 10 | 10 | 2200 | 0.2 | NA | NA | GREY | 420 | 750 | NS | NA | NA | NA | NA | NA | NA | NA | GB | 9021109000 | 200
31 | ADMs for ADM Modular System | C-Pro Direct Ltd | YES | C-Pro Direct Ireland | HPRA | C-Pro Direct Ltd | MHRA | MDD / MDR | Class 1 | GS1 | 506059152ADMNA35 | GMDN | 36206 | Ankle/Foot Orthosis | 420750GSRN | 420STJ 750TTJ GREY SMALL RIGHT ADM | 5056293008907 | TBD 00000478 | S | RIGHT | NA | NA | NA | 123 | 132 | 185 | EACH | EACH | 1 | 22 | 10 | 10 | 2200 | 0.2 | NA | NA | GREY | 420 | 750 | NS | NA | NA | NA | NA | NA | NA | NA | GB | 9021109000 | 200
31 | ADMs for ADM Modular System | C-Pro Direct Ltd | YES | C-Pro Direct Ireland | HPRA | C-Pro Direct Ltd | MHRA | MDD / MDR | Class 1 | GS1 | 506059152ADMNA35 | GMDN | 36206 | Ankle/Foot Orthosis | 490590GSLN | 490STJ 590TTJ GREY SMALL LEFT ADM | 5056293021302 | TBD 00000474a | S | LEFT | NA | NA | NA | 123 | 132 | 185 | EACH | EACH | 1 | 22 | 10 | 10 | 2200 | 0.2 | NA | NA | GREY | 490 | 590 | NS | NA | NA | NA | NA | NA | NA | NA | GB | 9021109000 | 200
31 | ADMs for ADM Modular System | C-Pro Direct Ltd | YES | C-Pro Direct Ireland | HPRA | C-Pro Direct Ltd | MHRA | MDD / MDR | Class 1 | GS1 | 506059152ADMNA35 | GMDN | 36206 | Ankle/Foot Orthosis | 490590GSRN | 490STJ 590TTJ GREY SMALL RIGHT ADM | 5056293008914 | TBD 00000479 | S | RIGHT | NA | NA | NA | 123 | 132 | 185 | EACH | EACH | 1 | 22 | 10 | 10 | 2200 | 0.2 | NA | NA | GREY | 490 | 590 | NS | NA | NA | NA | NA | NA | NA | NA | GB | 9021109000 | 200
31 | ADMs for ADM Modular System | C-Pro Direct Ltd | YES | C-Pro Direct Ireland | HPRA | C-Pro Direct Ltd | MHRA | MDD / MDR | Class 1 | GS1 | 506059152ADMNA35 | GMDN | 36206 | Ankle/Foot Orthosis | 510400GSMLL | 510STJ 400TTJ GREY SMALL-MED LEFT ADM LOW | 5056293016063 | TBD 00000480 | SM LOW | LEFT | NA | NA | NA | 133 | 142 | 182 | EACH | EACH | 1 | 25 | 11 | 11 | 3025 | 0.26 | NA | NA | GREY | 510 | 400 | NS | NA | NA | NA | NA | NA | NA | NA | GB | 9021109000 | 200
31 | ADMs for ADM Modular System | C-Pro Direct Ltd | YES | C-Pro Direct Ireland | HPRA | C-Pro Direct Ltd | MHRA | MDD / MDR | Class 1 | GS1 | 506059152ADMNA35 | GMDN | 36206 | Ankle/Foot Orthosis | 510400GSMLN | 510STJ 400TTJ GREY SMALL-MEDIUM LEFT ADM | 5056293008921 | TBD 00000481 | SM | LEFT | NA | NA | NA | 133 | 142 | 200 | EACH | EACH | 1 | 25 | 11 | 11 | 3025 | 0.26 | NA | NA | GREY | 510 | 400 | NS | NA | NA | NA | NA | NA | NA | NA | GB | 9021109000 | 200
31 | ADMs for ADM Modular System | C-Pro Direct Ltd | YES | C-Pro Direct Ireland | HPRA | C-Pro Direct Ltd | MHRA | MDD / MDR | Class 1 | GS1 | 506059152ADMNA35 | GMDN | 36206 | Ankle/Foot Orthosis | 510400GSMRL | 510STJ 400TTJ GREY SMALL-MED RIGHT ADM LOW | 5056293016070 | TBD 00000482 | SM LOW | RIGHT | NA | NA | NA | 133 | 142 | 182 | EACH | EACH | 1 | 25 | 11 | 11 | 3025 | 0.26 | NA | NA | GREY | 510 | 400 | NS | NA | NA | NA | NA | NA | NA | NA | GB | 9021109000 | 200
31 | ADMs for ADM Modular System | C-Pro Direct Ltd | YES | C-Pro Direct Ireland | HPRA | C-Pro Direct Ltd | MHRA | MDD / MDR | Class 1 | GS1 | 506059152ADMNA35 | GMDN | 36206 | Ankle/Foot Orthosis | 510400GSMRN | 510STJ 400TTJ GREY SMALL-MEDIUM RIGHT ADM | 5056293008938 | TBD 00000483 | SM | RIGHT | NA | NA | NA | 133 | 142 | 200 | EACH | EACH | 1 | 25 | 11 | 11 | 3025 | 0.26 | NA | NA | GREY | 510 | 400 | NS | NA | NA | NA | NA | NA | NA | NA | GB | 9021109000 | 200
31 | ADMs for ADM Modular System | C-Pro Direct Ltd | YES | C-Pro Direct Ireland | HPRA | C-Pro Direct Ltd | MHRA | MDD / MDR | Class 1 | GS1 | 506059152ADMNA35 | GMDN | 36206 | Ankle/Foot Orthosis | 510510GMLL | 510STJ 510TTJ GREY MEDIUM LEFT ADM LOW | 5056293016575 | TBD 00000484 | M LOW | LEFT | NA | NA | NA | 143 | 162 | 205 | EACH | EACH | 1 | 30 | 11 | 11 | 3630 | 0.33 | NA | NA | GREY | 510 | 510 | NS | NA | NA | NA | NA | NA | NA | NA | GB | 9021109000 | 200
31 | ADMs for ADM Modular System | C-Pro Direct Ltd | YES | C-Pro Direct Ireland | HPRA | C-Pro Direct Ltd | MHRA | MDD / MDR | Class 1 | GS1 | 506059152ADMNA35 | GMDN | 36206 | Ankle/Foot Orthosis | 510510GMLN | 510STJ 510TTJ GREY MEDIUM LEFT ADM | 5056293008945 | TBD 00000485 | M | LEFT | NA | NA | NA | 143 | 162 | 220 | EACH | EACH | 1 | 30 | 11 | 11 | 3630 | 0.33 | NA | NA | GREY | 510 | 510 | NS | NA | NA | NA | NA | NA | NA | NA | GB | 9021109000 | 200
31 | ADMs for ADM Modular System | C-Pro Direct Ltd | YES | C-Pro Direct Ireland | HPRA | C-Pro Direct Ltd | MHRA | MDD / MDR | Class 1 | GS1 | 506059152ADMNA35 | GMDN | 36206 | Ankle/Foot Orthosis | 510510GMRL | 510STJ 510TTJ GREY MEDIUM RIGHT ADM LOW | 5056293016582 | TBD 00000486 | M LOW | RIGHT | NA | NA | NA | 143 | 162 | 205 | EACH | EACH | 1 | 30 | 11 | 11 | 3630 | 0.33 | NA | NA | GREY | 510 | 510 | NS | NA | NA | NA | NA | NA | NA | NA | GB | 9021109000 | 200
31 | ADMs for ADM Modular System | C-Pro Direct Ltd | YES | C-Pro Direct Ireland | HPRA | C-Pro Direct Ltd | MHRA | MDD / MDR | Class 1 | GS1 | 506059152ADMNA35 | GMDN | 36206 | Ankle/Foot Orthosis | 510510GMRN | 510STJ 510TTJ GREY MEDIUM RIGHT ADM | 5056293008952 | TBD 00000487 | M | RIGHT | NA | NA | NA | 143 | 162 | 220 | EACH | EACH | 1 | 30 | 11 | 11 | 3630 | 0.33 | NA | NA | GREY | 510 | 510 | NS | NA | NA | NA | NA | NA | NA | NA | GB | 9021109000 | 200
31 | ADMs for ADM Modular System | C-Pro Direct Ltd | YES | C-Pro Direct Ireland | HPRA | C-Pro Direct Ltd | MHRA | MDD / MDR | Class 1 | GS1 | 506059152ADMNA35 | GMDN | 36206 | Ankle/Foot Orthosis | 510510GSMLL | 510STJ 510TTJ GREY SMALL-MED LEFT ADM LOW | 5056293016087 | TBD 00000488 | SM LOW | LEFT | NA | NA | NA | 133 | 142 | 182 | EACH | EACH | 1 | 25 | 11 | 11 | 3025 | 0.26 | NA | NA | GREY | 510 | 510 | NS | NA | NA | NA | NA | NA | NA | NA | GB | 9021109000 | 200
31 | ADMs for ADM Modular System | C-Pro Direct Ltd | YES | C-Pro Direct Ireland | HPRA | C-Pro Direct Ltd | MHRA | MDD / MDR | Class 1 | GS1 | 506059152ADMNA35 | GMDN | 36206 | Ankle/Foot Orthosis | 510510GSMLN | 510STJ 510TTJ GREY SMALL-MEDIUM LEFT ADM | 5056293008969 | TBD 00000489 | SM | LEFT | NA | NA | NA | 133 | 142 | 200 | EACH | EACH | 1 | 25 | 11 | 11 | 3025 | 0.26 | NA | NA | GREY | 510 | 510 | NS | NA | NA | NA | NA | NA | NA | NA | GB | 9021109000 | 200
31 | ADMs for ADM Modular System | C-Pro Direct Ltd | YES | C-Pro Direct Ireland | HPRA | C-Pro Direct Ltd | MHRA | MDD / MDR | Class 1 | GS1 | 506059152ADMNA35 | GMDN | 36206 | Ankle/Foot Orthosis | 510510GSMRL | 510STJ 510TTJ GREY SMALL-MED RIGHT ADM LOW | 5056293016094 | TBD 00000490 | SM LOW | RIGHT | NA | NA | NA | 133 | 142 | 182 | EACH | EACH | 1 | 25 | 11 | 11 | 3025 | 0.26 | NA | NA | GREY | 510 | 510 | NS | NA | NA | NA | NA | NA | NA | NA | GB | 9021109000 | 200
31 | ADMs for ADM Modular System | C-Pro Direct Ltd | YES | C-Pro Direct Ireland | HPRA | C-Pro Direct Ltd | MHRA | MDD / MDR | Class 1 | GS1 | 506059152ADMNA35 | GMDN | 36206 | Ankle/Foot Orthosis | 510510GSMRN | 510STJ 510TTJ GREY SMALL-MEDIUM RIGHT ADM | 5056293008976 | TBD 00000491 | SM | RIGHT | NA | NA | NA | 133 | 142 | 200 | EACH | EACH | 1 | 25 | 11 | 11 | 3025 | 0.26 | NA | NA | GREY | 510 | 510 | NS | NA | NA | NA | NA | NA | NA | NA | GB | 9021109000 | 200
31 | ADMs for ADM Modular System | C-Pro Direct Ltd | YES | C-Pro Direct Ireland | HPRA | C-Pro Direct Ltd | MHRA | MDD / MDR | Class 1 | GS1 | 506059152ADMNA35 | GMDN | 36206 | Ankle/Foot Orthosis | 510600GMLL | 510STJ 600TTJ GREY MEDIUM LEFT ADM LOW | 5056293016599 | TBD 00000492 | M LOW | LEFT | NA | NA | NA | 143 | 162 | 205 | EACH | EACH | 1 | 30 | 11 | 11 | 3630 | 0.33 | NA | NA | GREY | 510 | 600 | NS | NA | NA | NA | NA | NA | NA | NA | GB | 9021109000 | 200
31 | ADMs for ADM Modular System | C-Pro Direct Ltd | YES | C-Pro Direct Ireland | HPRA | C-Pro Direct Ltd | MHRA | MDD / MDR | Class 1 | GS1 | 506059152ADMNA35 | GMDN | 36206 | Ankle/Foot Orthosis | 510600GMLN | 510STJ 600TTJ GREY MEDIUM LEFT ADM | 5056293008983 | TBD 00000493 | M | LEFT | NA | NA | NA | 143 | 162 | 220 | EACH | EACH | 1 | 30 | 11 | 11 | 3630 | 0.33 | NA | NA | GREY | 510 | 600 | STD | NA | NA | NA | NA | NA | NA | NA | GB | 9021109000 | 200
31 | ADMs for ADM Modular System | C-Pro Direct Ltd | YES | C-Pro Direct Ireland | HPRA | C-Pro Direct Ltd | MHRA | MDD / MDR | Class 1 | GS1 | 506059152ADMNA35 | GMDN | 36206 | Ankle/Foot Orthosis | 510600GMRL | 510STJ 600TTJ GREY MEDIUM RIGHT ADM LOW | 5056293016605 | TBD 00000494 | M LOW | RIGHT | NA | NA | NA | 143 | 162 | 205 | EACH | EACH | 1 | 30 | 11 | 11 | 3630 | 0.33 | NA | NA | GREY | 510 | 600 | NS | NA | NA | NA | NA | NA | NA | NA | GB | 9021109000 | 200
31 | ADMs for ADM Modular System | C-Pro Direct Ltd | YES | C-Pro Direct Ireland | HPRA | C-Pro Direct Ltd | MHRA | MDD / MDR | Class 1 | GS1 | 506059152ADMNA35 | GMDN | 36206 | Ankle/Foot Orthosis | 510600GMRN | 510STJ 600TTJ GREY MEDIUM RIGHT ADM | 5056293008990 | TBD 00000495 | M | RIGHT | NA | NA | NA | 143 | 162 | 220 | EACH | EACH | 1 | 30 | 11 | 11 | 3630 | 0.33 | NA | NA | GREY | 510 | 600 | STD | NA | NA | NA | NA | NA | NA | NA | GB | 9021109000 | 200
31 | ADMs for ADM Modular System | C-Pro Direct Ltd | YES | C-Pro Direct Ireland | HPRA | C-Pro Direct Ltd | MHRA | MDD / MDR | Class 1 | GS1 | 506059152ADMNA35 | GMDN | 36206 | Ankle/Foot Orthosis | 510600GSMLL | 510STJ 600TTJ GREY SMALL-MED LEFT ADM LOW | 5056293016100 | TBD 00000496 | SM LOW | LEFT | NA | NA | NA | 133 | 142 | 182 | EACH | EACH | 1 | 25 | 11 | 11 | 3025 | 0.26 | NA | NA | GREY | 510 | 600 | NS | NA | NA | NA | NA | NA | NA | NA | GB | 9021109000 | 200
31 | ADMs for ADM Modular System | C-Pro Direct Ltd | YES | C-Pro Direct Ireland | HPRA | C-Pro Direct Ltd | MHRA | MDD / MDR | Class 1 | GS1 | 506059152ADMNA35 | GMDN | 36206 | Ankle/Foot Orthosis | 510600GSMLN | 510STJ 600TTJ GREY SMALL-MEDIUM LEFT ADM | 5056293009003 | TBD 00000497 | SM | LEFT | NA | NA | NA | 133 | 142 | 200 | EACH | EACH | 1 | 25 | 11 | 11 | 3025 | 0.26 | NA | NA | GREY | 510 | 600 | NS | NA | NA | NA | NA | NA | NA | NA | GB | 9021109000 | 200
31 | ADMs for ADM Modular System | C-Pro Direct Ltd | YES | C-Pro Direct Ireland | HPRA | C-Pro Direct Ltd | MHRA | MDD / MDR | Class 1 | GS1 | 506059152ADMNA35 | GMDN | 36206 | Ankle/Foot Orthosis | 510600GSMRL | 510STJ 600TTJ GREY SMALL-MED RIGHT ADM LOW | 5056293016117 | TBD 00000498 | SM LOW | RIGHT | NA | NA | NA | 133 | 142 | 182 | EACH | EACH | 1 | 25 | 11 | 11 | 3025 | 0.26 | NA | NA | GREY | 510 | 600 | NS | NA | NA | NA | NA | NA | NA | NA | GB | 9021109000 | 200
31 | ADMs for ADM Modular System | C-Pro Direct Ltd | YES | C-Pro Direct Ireland | HPRA | C-Pro Direct Ltd | MHRA | MDD / MDR | Class 1 | GS1 | 506059152ADMNA35 | GMDN | 36206 | Ankle/Foot Orthosis | 510600GSMRN | 510STJ 600TTJ GREY SMALL-MEDIUM RIGHT ADM | 5056293009010 | TBD 00000499 | SM | RIGHT | NA | NA | NA | 133 | 142 | 200 | EACH | EACH | 1 | 25 | 11 | 11 | 3025 | 0.26 | NA | NA | GREY | 510 | 600 | NS | NA | NA | NA | NA | NA | NA | NA | GB | 9021109000 | 200
31 | ADMs for ADM Modular System | C-Pro Direct Ltd | YES | C-Pro Direct Ireland | HPRA | C-Pro Direct Ltd | MHRA | MDD / MDR | Class 1 | GS1 | 506059152ADMNA35 | GMDN | 36206 | Ankle/Foot Orthosis | 510780GMLL | 510STJ 780TTJ GREY MEDIUM LEFT ADM LOW | 5056293016612 | TBD 00000500 | M LOW | LEFT | NA | NA | NA | 143 | 162 | 205 | EACH | EACH | 1 | 30 | 11 | 11 | 3630 | 0.33 | NA | NA | GREY | 510 | 780 | NS | NA | NA | NA | NA | NA | NA | NA | GB | 9021109000 | 200
31 | ADMs for ADM Modular System | C-Pro Direct Ltd | YES | C-Pro Direct Ireland | HPRA | C-Pro Direct Ltd | MHRA | MDD / MDR | Class 1 | GS1 | 506059152ADMNA35 | GMDN | 36206 | Ankle/Foot Orthosis | 510780GMLN | 510STJ 780TTJ GREY MEDIUM LEFT ADM | 5056293009027 | TBD 00000501 | M | LEFT | NA | NA | NA | 143 | 162 | 220 | EACH | EACH | 1 | 30 | 11 | 11 | 3630 | 0.33 | NA | NA | GREY | 510 | 780 | NS | NA | NA | NA | NA | NA | NA | NA | GB | 9021109000 | 200
31 | ADMs for ADM Modular System | C-Pro Direct Ltd | YES | C-Pro Direct Ireland | HPRA | C-Pro Direct Ltd | MHRA | MDD / MDR | Class 1 | GS1 | 506059152ADMNA35 | GMDN | 36206 | Ankle/Foot Orthosis | 510780GMRL | 510STJ 780TTJ GREY MEDIUM RIGHT ADM LOW | 5056293016629 | TBD 00000502 | M LOW | RIGHT | NA | NA | NA | 143 | 162 | 205 | EACH | EACH | 1 | 30 | 11 | 11 | 3630 | 0.33 | NA | NA | GREY | 510 | 780 | NS | NA | NA | NA | NA | NA | NA | NA | GB | 9021109000 | 200
31 | ADMs for ADM Modular System | C-Pro Direct Ltd | YES | C-Pro Direct Ireland | HPRA | C-Pro Direct Ltd | MHRA | MDD / MDR | Class 1 | GS1 | 506059152ADMNA35 | GMDN | 36206 | Ankle/Foot Orthosis | 510780GMRN | 510STJ 780TTJ GREY MEDIUM RIGHT ADM | 5056293009034 | TBD 00000503 | M | RIGHT | NA | NA | NA | 143 | 162 | 220 | EACH | EACH | 1 | 30 | 11 | 11 | 3630 | 0.33 | NA | NA | GREY | 510 | 780 | NS | NA | NA | NA | NA | NA | NA | NA | GB | 9021109000 | 200
31 | ADMs for ADM Modular System | C-Pro Direct Ltd | YES | C-Pro Direct Ireland | HPRA | C-Pro Direct Ltd | MHRA | MDD / MDR | Class 1 | GS1 | 506059152ADMNA35 | GMDN | 36206 | Ankle/Foot Orthosis | 510960GMLL | 510STJ 960TTJ GREY MEDIUM LEFT ADM LOW | 5056293016636 | TBD 00000504 | M LOW | LEFT | NA | NA | NA | 143 | 162 | 205 | EACH | EACH | 1 | 30 | 11 | 11 | 3630 | 0.33 | NA | NA | GREY | 510 | 960 | NS | NA | NA | NA | NA | NA | NA | NA | GB | 9021109000 | 200
31 | ADMs for ADM Modular System | C-Pro Direct Ltd | YES | C-Pro Direct Ireland | HPRA | C-Pro Direct Ltd | MHRA | MDD / MDR | Class 1 | GS1 | 506059152ADMNA35 | GMDN | 36206 | Ankle/Foot Orthosis | 510960GMLN | 510STJ 960TTJ GREY MEDIUM LEFT ADM | 5056293009041 | TBD 00000505 | M | LEFT | NA | NA | NA | 143 | 162 | 220 | EACH | EACH | 1 | 30 | 11 | 11 | 3630 | 0.33 | NA | NA | GREY | 510 | 960 | NS | NA | NA | NA | NA | NA | NA | NA | GB | 9021109000 | 200
31 | ADMs for ADM Modular System | C-Pro Direct Ltd | YES | C-Pro Direct Ireland | HPRA | C-Pro Direct Ltd | MHRA | MDD / MDR | Class 1 | GS1 | 506059152ADMNA35 | GMDN | 36206 | Ankle/Foot Orthosis | 510960GMRL | 510STJ 960TTJ GREY MEDIUM RIGHT ADM LOW | 5056293016643 | TBD 00000506 | M LOW | RIGHT | NA | NA | NA | 143 | 162 | 205 | EACH | EACH | 1 | 30 | 11 | 11 | 3630 | 0.33 | NA | NA | GREY | 510 | 960 | NS | NA | NA | NA | NA | NA | NA | NA | GB | 9021109000 | 200
31 | ADMs for ADM Modular System | C-Pro Direct Ltd | YES | C-Pro Direct Ireland | HPRA | C-Pro Direct Ltd | MHRA | MDD / MDR | Class 1 | GS1 | 506059152ADMNA35 | GMDN | 36206 | Ankle/Foot Orthosis | 510960GMRN | 510STJ 960TTJ GREY MEDIUM RIGHT ADM | 5056293009058 | TBD 00000507 | M | RIGHT | NA | NA | NA | 143 | 162 | 220 | EACH | EACH | 1 | 30 | 11 | 11 | 3630 | 0.33 | NA | NA | GREY | 510 | 960 | NS | NA | NA | NA | NA | NA | NA | NA | GB | 9021109000 | 200
31 | ADMs for ADM Modular System | C-Pro Direct Ltd | YES | C-Pro Direct Ireland | HPRA | C-Pro Direct Ltd | MHRA | MDD / MDR | Class 1 | GS1 | 506059152ADMNA35 | GMDN | 36206 | Ankle/Foot Orthosis | 6001330GLLN | 600STJ 1330TTJ GREY LARGE LEFT ADM | 5056293009065 | TBD 00000508 | L | LEFT | NA | NA | NA | 183 | 202 | 275 | EACH | EACH | 1 | 30 | 11 | 11 | 3630 | 0.33 | NA | NA | GREY | 600 | 1330 | NS | NA | NA | NA | NA | NA | NA | NA | GB | 9021109000 | 200
31 | ADMs for ADM Modular System | C-Pro Direct Ltd | YES | C-Pro Direct Ireland | HPRA | C-Pro Direct Ltd | MHRA | MDD / MDR | Class 1 | GS1 | 506059152ADMNA35 | GMDN | 36206 | Ankle/Foot Orthosis | 6001330GLRN | 600STJ 1330TTJ GREY LARGE RIGHT ADM | 5056293009072 | TBD 00000509 | L | RIGHT | NA | NA | NA | 183 | 202 | 275 | EACH | EACH | 1 | 30 | 11 | 11 | 3630 | 0.33 | NA | NA | GREY | 600 | 1330 | NS | NA | NA | NA | NA | NA | NA | NA | GB | 9021109000 | 200
31 | ADMs for ADM Modular System | C-Pro Direct Ltd | YES | C-Pro Direct Ireland | HPRA | C-Pro Direct Ltd | MHRA | MDD / MDR | Class 1 | GS1 | 506059152ADMNA35 | GMDN | 36206 | Ankle/Foot Orthosis | 6001330GMLLN | 600STJ 1330TTJ GREY MEDIUM-LARGE LEFT ADM | 5056293009089 | TBD 00000510 | ML | LEFT | NA | NA | NA | 163 | 192 | 235 | EACH | EACH | 1 | 30 | 11 | 11 | 3630 | 0.33 | NA | NA | GREY | 600 | 1330 | NS | NA | NA | NA | NA | NA | NA | NA | GB | 9021109000 | 200
31 | ADMs for ADM Modular System | C-Pro Direct Ltd | YES | C-Pro Direct Ireland | HPRA | C-Pro Direct Ltd | MHRA | MDD / MDR | Class 1 | GS1 | 506059152ADMNA35 | GMDN | 36206 | Ankle/Foot Orthosis | 6001330GMLRN | 600STJ 1330TTJ GREY MEDIUM-LARGE RIGHT ADM | 5056293009096 | TBD 00000511 | ML | RIGHT | NA | NA | NA | 163 | 192 | 235 | EACH | EACH | 1 | 30 | 11 | 11 | 3630 | 0.33 | NA | NA | GREY | 600 | 1330 | NS | NA | NA | NA | NA | NA | NA | NA | GB | 9021109000 | 200
31 | ADMs for ADM Modular System | C-Pro Direct Ltd | YES | C-Pro Direct Ireland | HPRA | C-Pro Direct Ltd | MHRA | MDD / MDR | Class 1 | GS1 | 506059152ADMNA35 | GMDN | 36206 | Ankle/Foot Orthosis | 600510GMLL | 600STJ 510TTJ GREY MEDIUM LEFT ADM LOW | 5056293016650 | TBD 00000512 | M LOW | LEFT | NA | NA | NA | 143 | 162 | 205 | EACH | EACH | 1 | 30 | 11 | 11 | 3630 | 0.33 | NA | NA | GREY | 600 | 510 | NS | NA | NA | NA | NA | NA | NA | NA | GB | 9021109000 | 200
31 | ADMs for ADM Modular System | C-Pro Direct Ltd | YES | C-Pro Direct Ireland | HPRA | C-Pro Direct Ltd | MHRA | MDD / MDR | Class 1 | GS1 | 506059152ADMNA35 | GMDN | 36206 | Ankle/Foot Orthosis | 600510GMLN | 600STJ 510TTJ GREY MEDIUM LEFT ADM | 5056293009102 | TBD 00000513 | M | LEFT | NA | NA | NA | 143 | 162 | 220 | EACH | EACH | 1 | 30 | 11 | 11 | 3630 | 0.33 | NA | NA | GREY | 600 | 510 | NS | NA | NA | NA | NA | NA | NA | NA | GB | 9021109000 | 200
31 | ADMs for ADM Modular System | C-Pro Direct Ltd | YES | C-Pro Direct Ireland | HPRA | C-Pro Direct Ltd | MHRA | MDD / MDR | Class 1 | GS1 | 506059152ADMNA35 | GMDN | 36206 | Ankle/Foot Orthosis | 600510GMRL | 600STJ 510TTJ GREY MEDIUM RIGHT ADM LOW | 5056293016667 | TBD 00000514 | M LOW | RIGHT | NA | NA | NA | 143 | 162 | 205 | EACH | EACH | 1 | 30 | 11 | 11 | 3630 | 0.33 | NA | NA | GREY | 600 | 510 | NS | NA | NA | NA | NA | NA | NA | NA | GB | 9021109000 | 200
31 | ADMs for ADM Modular System | C-Pro Direct Ltd | YES | C-Pro Direct Ireland | HPRA | C-Pro Direct Ltd | MHRA | MDD / MDR | Class 1 | GS1 | 506059152ADMNA35 | GMDN | 36206 | Ankle/Foot Orthosis | 600510GMRN | 600STJ 510TTJ GREY MEDIUM RIGHT ADM | 5056293009119 | TBD 00000515 | M | RIGHT | NA | NA | NA | 143 | 162 | 220 | EACH | EACH | 1 | 30 | 11 | 11 | 3630 | 0.33 | NA | NA | GREY | 600 | 510 | NS | NA | NA | NA | NA | NA | NA | NA | GB | 9021109000 | 200
31 | ADMs for ADM Modular System | C-Pro Direct Ltd | YES | C-Pro Direct Ireland | HPRA | C-Pro Direct Ltd | MHRA | MDD / MDR | Class 1 | GS1 | 506059152ADMNA35 | GMDN | 36206 | Ankle/Foot Orthosis | 600600GMLL | 600STJ 600TTJ GREY MEDIUM LEFT ADM LOW | 5056293016674 | TBD 00000516 | M LOW | LEFT | NA | NA | NA | 143 | 162 | 205 | EACH | EACH | 1 | 30 | 11 | 11 | 3630 | 0.33 | NA | NA | GREY | 600 | 600 | NS | NA | NA | NA | NA | NA | NA | NA | GB | 9021109000 | 200
31 | ADMs for ADM Modular System | C-Pro Direct Ltd | YES | C-Pro Direct Ireland | HPRA | C-Pro Direct Ltd | MHRA | MDD / MDR | Class 1 | GS1 | 506059152ADMNA35 | GMDN | 36206 | Ankle/Foot Orthosis | 600600GMLN | 600STJ 600TTJ GREY MEDIUM LEFT ADM | 5056293009126 | TBD 00000517 | M | LEFT | NA | NA | NA | 143 | 162 | 220 | EACH | EACH | 1 | 30 | 11 | 11 | 3630 | 0.33 | NA | NA | GREY | 600 | 600 | NS | NA | NA | NA | NA | NA | NA | NA | GB | 9021109000 | 200
31 | ADMs for ADM Modular System | C-Pro Direct Ltd | YES | C-Pro Direct Ireland | HPRA | C-Pro Direct Ltd | MHRA | MDD / MDR | Class 1 | GS1 | 506059152ADMNA35 | GMDN | 36206 | Ankle/Foot Orthosis | 600600GMRL | 600STJ 600TTJ GREY MEDIUM RIGHT ADM LOW | 5056293016681 | TBD 00000518 | M LOW | RIGHT | NA | NA | NA | 143 | 162 | 205 | EACH | EACH | 1 | 30 | 11 | 11 | 3630 | 0.33 | NA | NA | GREY | 600 | 600 | NS | NA | NA | NA | NA | NA | NA | NA | GB | 9021109000 | 200
31 | ADMs for ADM Modular System | C-Pro Direct Ltd | YES | C-Pro Direct Ireland | HPRA | C-Pro Direct Ltd | MHRA | MDD / MDR | Class 1 | GS1 | 506059152ADMNA35 | GMDN | 36206 | Ankle/Foot Orthosis | 600600GMRN | 600STJ 600TTJ GREY MEDIUM RIGHT ADM | 5056293009133 | TBD 00000519 | M | RIGHT | NA | NA | NA | 143 | 162 | 220 | EACH | EACH | 1 | 30 | 11 | 11 | 3630 | 0.33 | NA | NA | GREY | 600 | 600 | NS | NA | NA | NA | NA | NA | NA | NA | GB | 9021109000 | 200
31 | ADMs for ADM Modular System | C-Pro Direct Ltd | YES | C-Pro Direct Ireland | HPRA | C-Pro Direct Ltd | MHRA | MDD / MDR | Class 1 | GS1 | 506059152ADMNA35 | GMDN | 36206 | Ankle/Foot Orthosis | 600600GSMLL | 600STJ 600TTJ GREY SMALL-MED LEFT ADM LOW | 5056293016124 | TBD 00000520 | SM LOW | LEFT | NA | NA | NA | 133 | 142 | 182 | EACH | EACH | 1 | 25 | 11 | 11 | 3025 | 0.26 | NA | NA | GREY | 600 | 600 | NS | NA | NA | NA | NA | NA | NA | NA | GB | 9021109000 | 200
31 | ADMs for ADM Modular System | C-Pro Direct Ltd | YES | C-Pro Direct Ireland | HPRA | C-Pro Direct Ltd | MHRA | MDD / MDR | Class 1 | GS1 | 506059152ADMNA35 | GMDN | 36206 | Ankle/Foot Orthosis | 600600GSMLN | 600STJ 600TTJ GREY SMALL-MEDIUM LEFT ADM | 5056293009140 | TBD 00000521 | SM | LEFT | NA | NA | NA | 133 | 142 | 200 | EACH | EACH | 1 | 25 | 11 | 11 | 3025 | 0.26 | NA | NA | GREY | 600 | 600 | NS | NA | NA | NA | NA | NA | NA | NA | GB | 9021109000 | 200
31 | ADMs for ADM Modular System | C-Pro Direct Ltd | YES | C-Pro Direct Ireland | HPRA | C-Pro Direct Ltd | MHRA | MDD / MDR | Class 1 | GS1 | 506059152ADMNA35 | GMDN | 36206 | Ankle/Foot Orthosis | 600600GSMRL | 600STJ 600TTJ GREY SMALL-MED RIGHT ADM LOW | 5056293016131 | TBD 00000522 | SM LOW | RIGHT | NA | NA | NA | 133 | 142 | 182 | EACH | EACH | 1 | 25 | 11 | 11 | 3025 | 0.26 | NA | NA | GREY | 600 | 600 | NS | NA | NA | NA | NA | NA | NA | NA | GB | 9021109000 | 200
31 | ADMs for ADM Modular System | C-Pro Direct Ltd | YES | C-Pro Direct Ireland | HPRA | C-Pro Direct Ltd | MHRA | MDD / MDR | Class 1 | GS1 | 506059152ADMNA35 | GMDN | 36206 | Ankle/Foot Orthosis | 600600GSMRN | 600STJ 600TTJ GREY SMALL-MEDIUM RIGHT ADM | 5056293009157 | TBD 00000523 | SM | RIGHT | NA | NA | NA | 133 | 142 | 200 | EACH | EACH | 1 | 25 | 11 | 11 | 3025 | 0.26 | NA | NA | GREY | 600 | 600 | NS | NA | NA | NA | NA | NA | NA | NA | GB | 9021109000 | 200
31 | ADMs for ADM Modular System | C-Pro Direct Ltd | YES | C-Pro Direct Ireland | HPRA | C-Pro Direct Ltd | MHRA | MDD / MDR | Class 1 | GS1 | 506059152ADMNA35 | GMDN | 36206 | Ankle/Foot Orthosis | 600780GLLN | 600STJ 780TTJ GREY LARGE LEFT ADM | 5056293009164 | TBD 00000524 | L | LEFT | NA | NA | NA | 183 | 202 | 275 | EACH | EACH | 1 | 30 | 11 | 11 | 3630 | 0.33 | NA | NA | GREY | 600 | 780 | NS | NA | NA | NA | NA | NA | NA | NA | GB | 9021109000 | 200
31 | ADMs for ADM Modular System | C-Pro Direct Ltd | YES | C-Pro Direct Ireland | HPRA | C-Pro Direct Ltd | MHRA | MDD / MDR | Class 1 | GS1 | 506059152ADMNA35 | GMDN | 36206 | Ankle/Foot Orthosis | 600780GLRN | 600STJ 780TTJ GREY LARGE RIGHT ADM | 5056293009171 | TBD 00000525 | L | RIGHT | NA | NA | NA | 183 | 202 | 275 | EACH | EACH | 1 | 30 | 11 | 11 | 3630 | 0.33 | NA | NA | GREY | 600 | 780 | NS | NA | NA | NA | NA | NA | NA | NA | GB | 9021109000 | 200
31 | ADMs for ADM Modular System | C-Pro Direct Ltd | YES | C-Pro Direct Ireland | HPRA | C-Pro Direct Ltd | MHRA | MDD / MDR | Class 1 | GS1 | 506059152ADMNA35 | GMDN | 36206 | Ankle/Foot Orthosis | 600780GMLL | 600STJ 780TTJ GREY MEDIUM LEFT ADM LOW | 5056293016698 | TBD 00000526 | M LOW | LEFT | NA | NA | NA | 143 | 162 | 205 | EACH | EACH | 1 | 30 | 11 | 11 | 3630 | 0.33 | NA | NA | GREY | 600 | 780 | NS | NA | NA | NA | NA | NA | NA | NA | GB | 9021109000 | 200
31 | ADMs for ADM Modular System | C-Pro Direct Ltd | YES | C-Pro Direct Ireland | HPRA | C-Pro Direct Ltd | MHRA | MDD / MDR | Class 1 | GS1 | 506059152ADMNA35 | GMDN | 36206 | Ankle/Foot Orthosis | 600780GMLLN | 600STJ 780TTJ GREY MEDIUM-LARGE LEFT ADM | 5056293009188 | TBD 00000527 | ML | LEFT | NA | NA | NA | 163 | 192 | 235 | EACH | EACH | 1 | 30 | 11 | 11 | 3630 | 0.33 | NA | NA | GREY | 600 | 780 | NS | NA | NA | NA | NA | NA | NA | NA | GB | 9021109000 | 200
31 | ADMs for ADM Modular System | C-Pro Direct Ltd | YES | C-Pro Direct Ireland | HPRA | C-Pro Direct Ltd | MHRA | MDD / MDR | Class 1 | GS1 | 506059152ADMNA35 | GMDN | 36206 | Ankle/Foot Orthosis | 600780GMLN | 600STJ 780TTJ GREY MEDIUM LEFT ADM | 5056293009195 | TBD 00000528 | M | LEFT | NA | NA | NA | 143 | 162 | 220 | EACH | EACH | 1 | 30 | 11 | 11 | 3630 | 0.33 | NA | NA | GREY | 600 | 780 | STD | NA | NA | NA | NA | NA | NA | NA | GB | 9021109000 | 200
31 | ADMs for ADM Modular System | C-Pro Direct Ltd | YES | C-Pro Direct Ireland | HPRA | C-Pro Direct Ltd | MHRA | MDD / MDR | Class 1 | GS1 | 506059152ADMNA35 | GMDN | 36206 | Ankle/Foot Orthosis | 600780GMLRN | 600STJ 780TTJ GREY MEDIUM-LARGE RIGHT ADM | 5056293009201 | TBD 00000529 | ML | RIGHT | NA | NA | NA | 163 | 192 | 235 | EACH | EACH | 1 | 30 | 11 | 11 | 3630 | 0.33 | NA | NA | GREY | 600 | 780 | NS | NA | NA | NA | NA | NA | NA | NA | GB | 9021109000 | 200
31 | ADMs for ADM Modular System | C-Pro Direct Ltd | YES | C-Pro Direct Ireland | HPRA | C-Pro Direct Ltd | MHRA | MDD / MDR | Class 1 | GS1 | 506059152ADMNA35 | GMDN | 36206 | Ankle/Foot Orthosis | 600780GMRL | 600STJ 780TTJ GREY MEDIUM RIGHT ADM LOW | 5056293016704 | TBD 00000530 | M LOW | RIGHT | NA | NA | NA | 143 | 162 | 205 | EACH | EACH | 1 | 30 | 11 | 11 | 3630 | 0.33 | NA | NA | GREY | 600 | 780 | NS | NA | NA | NA | NA | NA | NA | NA | GB | 9021109000 | 200
31 | ADMs for ADM Modular System | C-Pro Direct Ltd | YES | C-Pro Direct Ireland | HPRA | C-Pro Direct Ltd | MHRA | MDD / MDR | Class 1 | GS1 | 506059152ADMNA35 | GMDN | 36206 | Ankle/Foot Orthosis | 600780GMRN | 600STJ 780TTJ GREY MEDIUM RIGHT ADM | 5056293009218 | TBD 00000531 | M | RIGHT | NA | NA | NA | 143 | 162 | 220 | EACH | EACH | 1 | 30 | 11 | 11 | 3630 | 0.33 | NA | NA | GREY | 600 | 780 | STD | NA | NA | NA | NA | NA | NA | NA | GB | 9021109000 | 200
31 | ADMs for ADM Modular System | C-Pro Direct Ltd | YES | C-Pro Direct Ireland | HPRA | C-Pro Direct Ltd | MHRA | MDD / MDR | Class 1 | GS1 | 506059152ADMNA35 | GMDN | 36206 | Ankle/Foot Orthosis | 600780GSMLL | 600STJ 780TTJ GREY SMALL-MED LEFT ADM LOW | 5056293016148 | TBD 00000532 | SM LOW | LEFT | NA | NA | NA | 133 | 142 | 182 | EACH | EACH | 1 | 25 | 11 | 11 | 3025 | 0.26 | NA | NA | GREY | 600 | 780 | NS | NA | NA | NA | NA | NA | NA | NA | GB | 9021109000 | 200
31 | ADMs for ADM Modular System | C-Pro Direct Ltd | YES | C-Pro Direct Ireland | HPRA | C-Pro Direct Ltd | MHRA | MDD / MDR | Class 1 | GS1 | 506059152ADMNA35 | GMDN | 36206 | Ankle/Foot Orthosis | 600780GSMLN | 600STJ 780TTJ GREY SMALL-MEDIUM LEFT ADM | 5056293009225 | TBD 00000533 | SM | LEFT | NA | NA | NA | 133 | 142 | 200 | EACH | EACH | 1 | 25 | 11 | 11 | 3025 | 0.26 | NA | NA | GREY | 600 | 780 | NS | NA | NA | NA | NA | NA | NA | NA | GB | 9021109000 | 200
31 | ADMs for ADM Modular System | C-Pro Direct Ltd | YES | C-Pro Direct Ireland | HPRA | C-Pro Direct Ltd | MHRA | MDD / MDR | Class 1 | GS1 | 506059152ADMNA35 | GMDN | 36206 | Ankle/Foot Orthosis | 600780GSMRL | 600STJ 780TTJ GREY SMALL-MED RIGHT ADM LOW | 5056293016155 | TBD 00000534 | SM LOW | RIGHT | NA | NA | NA | 133 | 142 | 182 | EACH | EACH | 1 | 25 | 11 | 11 | 3025 | 0.26 | NA | NA | GREY | 600 | 780 | NS | NA | NA | NA | NA | NA | NA | NA | GB | 9021109000 | 200
31 | ADMs for ADM Modular System | C-Pro Direct Ltd | YES | C-Pro Direct Ireland | HPRA | C-Pro Direct Ltd | MHRA | MDD / MDR | Class 1 | GS1 | 506059152ADMNA35 | GMDN | 36206 | Ankle/Foot Orthosis | 600780GSMRN | 600STJ 780TTJ GREY SMALL-MEDIUM RIGHT ADM | 5056293009232 | TBD 00000535 | SM | RIGHT | NA | NA | NA | 133 | 142 | 200 | EACH | EACH | 1 | 25 | 11 | 11 | 3025 | 0.26 | NA | NA | GREY | 600 | 780 | NS | NA | NA | NA | NA | NA | NA | NA | GB | 9021109000 | 200
31 | ADMs for ADM Modular System | C-Pro Direct Ltd | YES | C-Pro Direct Ireland | HPRA | C-Pro Direct Ltd | MHRA | MDD / MDR | Class 1 | GS1 | 506059152ADMNA35 | GMDN | 36206 | Ankle/Foot Orthosis | 600960GLLN | 600STJ 960TTJ GREY LARGE LEFT ADM | 5056293009249 | TBD 00000536 | L | LEFT | NA | NA | NA | 183 | 202 | 275 | EACH | EACH | 1 | 30 | 11 | 11 | 3630 | 0.33 | NA | NA | GREY | 600 | 960 | NS | NA | NA | NA | NA | NA | NA | NA | GB | 9021109000 | 200
31 | ADMs for ADM Modular System | C-Pro Direct Ltd | YES | C-Pro Direct Ireland | HPRA | C-Pro Direct Ltd | MHRA | MDD / MDR | Class 1 | GS1 | 506059152ADMNA35 | GMDN | 36206 | Ankle/Foot Orthosis | 600960GLRN | 600STJ 960TTJ GREY LARGE RIGHT ADM | 5056293009256 | TBD 00000537 | L | RIGHT | NA | NA | NA | 183 | 202 | 275 | EACH | EACH | 1 | 30 | 11 | 11 | 3630 | 0.33 | NA | NA | GREY | 600 | 960 | NS | NA | NA | NA | NA | NA | NA | NA | GB | 9021109000 | 200
31 | ADMs for ADM Modular System | C-Pro Direct Ltd | YES | C-Pro Direct Ireland | HPRA | C-Pro Direct Ltd | MHRA | MDD / MDR | Class 1 | GS1 | 506059152ADMNA35 | GMDN | 36206 | Ankle/Foot Orthosis | 600960GMLL | 600STJ 960TTJ GREY MEDIUM LEFT ADM LOW | 5056293016711 | TBD 00000538 | M LOW | LEFT | NA | NA | NA | 143 | 162 | 205 | EACH | EACH | 1 | 30 | 11 | 11 | 3630 | 0.33 | NA | NA | GREY | 600 | 960 | NS | NA | NA | NA | NA | NA | NA | NA | GB | 9021109000 | 200
31 | ADMs for ADM Modular System | C-Pro Direct Ltd | YES | C-Pro Direct Ireland | HPRA | C-Pro Direct Ltd | MHRA | MDD / MDR | Class 1 | GS1 | 506059152ADMNA35 | GMDN | 36206 | Ankle/Foot Orthosis | 600960GMLLN | 600STJ 960TTJ GREY MEDIUM-LARGE LEFT ADM | 5056293009263 | TBD 00000539 | ML | LEFT | NA | NA | NA | 163 | 192 | 235 | EACH | EACH | 1 | 30 | 11 | 11 | 3630 | 0.33 | NA | NA | GREY | 600 | 960 | NS | NA | NA | NA | NA | NA | NA | NA | GB | 9021109000 | 200
31 | ADMs for ADM Modular System | C-Pro Direct Ltd | YES | C-Pro Direct Ireland | HPRA | C-Pro Direct Ltd | MHRA | MDD / MDR | Class 1 | GS1 | 506059152ADMNA35 | GMDN | 36206 | Ankle/Foot Orthosis | 600960GMLN | 600STJ 960TTJ GREY MEDIUM LEFT ADM | 5056293009270 | TBD 00000540 | M | LEFT | NA | NA | NA | 143 | 162 | 220 | EACH | EACH | 1 | 30 | 11 | 11 | 3630 | 0.33 | NA | NA | GREY | 600 | 960 | NS | NA | NA | NA | NA | NA | NA | NA | GB | 9021109000 | 200
31 | ADMs for ADM Modular System | C-Pro Direct Ltd | YES | C-Pro Direct Ireland | HPRA | C-Pro Direct Ltd | MHRA | MDD / MDR | Class 1 | GS1 | 506059152ADMNA35 | GMDN | 36206 | Ankle/Foot Orthosis | 600960GMLRN | 600STJ 960TTJ GREY MEDIUM-LARGE RIGHT ADM | 5056293009287 | TBD 00000541 | ML | RIGHT | NA | NA | NA | 163 | 192 | 235 | EACH | EACH | 1 | 30 | 11 | 11 | 3630 | 0.33 | NA | NA | GREY | 600 | 960 | NS | NA | NA | NA | NA | NA | NA | NA | GB | 9021109000 | 200
31 | ADMs for ADM Modular System | C-Pro Direct Ltd | YES | C-Pro Direct Ireland | HPRA | C-Pro Direct Ltd | MHRA | MDD / MDR | Class 1 | GS1 | 506059152ADMNA35 | GMDN | 36206 | Ankle/Foot Orthosis | 600960GMRL | 600STJ 960TTJ GREY MEDIUM RIGHT ADM LOW | 5056293016728 | TBD 00000542 | M LOW | RIGHT | NA | NA | NA | 143 | 162 | 205 | EACH | EACH | 1 | 30 | 11 | 11 | 3630 | 0.33 | NA | NA | GREY | 600 | 960 | NS | NA | NA | NA | NA | NA | NA | NA | GB | 9021109000 | 200
31 | ADMs for ADM Modular System | C-Pro Direct Ltd | YES | C-Pro Direct Ireland | HPRA | C-Pro Direct Ltd | MHRA | MDD / MDR | Class 1 | GS1 | 506059152ADMNA35 | GMDN | 36206 | Ankle/Foot Orthosis | 600960GMRN | 600STJ 960TTJ GREY MEDIUM RIGHT ADM | 5056293009294 | TBD 00000543 | M | RIGHT | NA | NA | NA | 143 | 162 | 220 | EACH | EACH | 1 | 30 | 11 | 11 | 3630 | 0.33 | NA | NA | GREY | 600 | 960 | NS | NA | NA | NA | NA | NA | NA | NA | GB | 9021109000 | 200
31 | ADMs for ADM Modular System | C-Pro Direct Ltd | YES | C-Pro Direct Ireland | HPRA | C-Pro Direct Ltd | MHRA | MDD / MDR | Class 1 | GS1 | 506059152ADMNA35 | GMDN | 36206 | Ankle/Foot Orthosis | 70110GXXSLL | 70STJ 110TTJ GREY EXTRA EXTRA SMALL LEFT ADM LOW | 5056293017138 | TBD 00000544 | XXS LOW | LEFT | NA | NA | NA | 93 | 102 | 125 | EACH | EACH | 1 | 22 | 10 | 10 | 2200 | 0.2 | NA | NA | GREY | 70 | 110 | NS | NA | NA | NA | NA | NA | NA | NA | GB | 9021109000 | 200
31 | ADMs for ADM Modular System | C-Pro Direct Ltd | YES | C-Pro Direct Ireland | HPRA | C-Pro Direct Ltd | MHRA | MDD / MDR | Class 1 | GS1 | 506059152ADMNA35 | GMDN | 36206 | Ankle/Foot Orthosis | 70110GXXSLN | 70STJ 110TTJ GREY EXTRA EXTRA SMALL LEFT ADM | 5056293009300 | TBD 00000545 | XXS | LEFT | NA | NA | NA | 93 | 122 | 135 | EACH | EACH | 1 | 22 | 10 | 10 | 2200 | 0.2 | NA | NA | GREY | 70 | 110 | NS | NA | NA | NA | NA | NA | NA | NA | GB | 9021109000 | 200
31 | ADMs for ADM Modular System | C-Pro Direct Ltd | YES | C-Pro Direct Ireland | HPRA | C-Pro Direct Ltd | MHRA | MDD / MDR | Class 1 | GS1 | 506059152ADMNA35 | GMDN | 36206 | Ankle/Foot Orthosis | 70110GXXSRL | 70STJ 110TTJ GREY EXTRA EXTRA SMALL RIGHT ADM LOW | 5056293017145 | TBD 00000546 | XXS LOW | RIGHT | NA | NA | NA | 93 | 102 | 125 | EACH | EACH | 1 | 22 | 10 | 10 | 2200 | 0.2 | NA | NA | GREY | 70 | 110 | NS | NA | NA | NA | NA | NA | NA | NA | GB | 9021109000 | 200
31 | ADMs for ADM Modular System | C-Pro Direct Ltd | YES | C-Pro Direct Ireland | HPRA | C-Pro Direct Ltd | MHRA | MDD / MDR | Class 1 | GS1 | 506059152ADMNA35 | GMDN | 36206 | Ankle/Foot Orthosis | 70110GXXSRN | 70STJ 110TTJ GREY EXTRA EXTRA SMALL RIGHT ADM | 5056293009317 | TBD 00000547 | XXS | RIGHT | NA | NA | NA | 93 | 122 | 135 | EACH | EACH | 1 | 22 | 10 | 10 | 2200 | 0.2 | NA | NA | GREY | 70 | 110 | NS | NA | NA | NA | NA | NA | NA | NA | GB | 9021109000 | 200
31 | ADMs for ADM Modular System | C-Pro Direct Ltd | YES | C-Pro Direct Ireland | HPRA | C-Pro Direct Ltd | MHRA | MDD / MDR | Class 1 | GS1 | 506059152ADMNA35 | GMDN | 36206 | Ankle/Foot Orthosis | 70110GXXXSLL | 70STJ 110TTJ GREY XXX-Small LEFT ADM LOW | 5056293017497 | TBD 00000548 | XXXS LOW | LEFT | NA | NA | NA | 67 | 92 | 105 | EACH | EACH | 1 | 22 | 10 | 10 | 2200 | 0.2 | NA | NA | GREY | 70 | 110 | NS | NA | NA | NA | NA | NA | NA | NA | GB | 9021109000 | 200
31 | ADMs for ADM Modular System | C-Pro Direct Ltd | YES | C-Pro Direct Ireland | HPRA | C-Pro Direct Ltd | MHRA | MDD / MDR | Class 1 | GS1 | 506059152ADMNA35 | GMDN | 36206 | Ankle/Foot Orthosis | 70110GXXXSLN | 70STJ 110TTJ GREY XXX-Small LEFT ADM | 5056293010887 | TBD 00000549 | XXXS | LEFT | NA | NA | NA | 67 | 92 | 115 | EACH | EACH | 1 | 22 | 10 | 10 | 2200 | 0.2 | NA | NA | GREY | 70 | 110 | NS | NA | NA | NA | NA | NA | NA | NA | GB | 9021109000 | 200
31 | ADMs for ADM Modular System | C-Pro Direct Ltd | YES | C-Pro Direct Ireland | HPRA | C-Pro Direct Ltd | MHRA | MDD / MDR | Class 1 | GS1 | 506059152ADMNA35 | GMDN | 36206 | Ankle/Foot Orthosis | 70110GXXXSRL | 70STJ 110TTJ GREY XXX-Small RIGHT ADM LOW | 5056293017503 | TBD 00000550 | XXXS LOW | RIGHT | NA | NA | NA | 67 | 92 | 105 | EACH | EACH | 1 | 22 | 10 | 10 | 2200 | 0.2 | NA | NA | GREY | 70 | 110 | NS | NA | NA | NA | NA | NA | NA | NA | GB | 9021109000 | 200
31 | ADMs for ADM Modular System | C-Pro Direct Ltd | YES | C-Pro Direct Ireland | HPRA | C-Pro Direct Ltd | MHRA | MDD / MDR | Class 1 | GS1 | 506059152ADMNA35 | GMDN | 36206 | Ankle/Foot Orthosis | 70110GXXXSRN | 70STJ 110TTJ GREY XXX-Small RIGHT ADM | 5056293011143 | TBD 00000551 | XXXS | RIGHT | NA | NA | NA | 67 | 92 | 115 | EACH | EACH | 1 | 22 | 10 | 10 | 2200 | 0.2 | NA | NA | GREY | 70 | 110 | NS | NA | NA | NA | NA | NA | NA | NA | GB | 9021109000 | 200
31 | ADMs for ADM Modular System | C-Pro Direct Ltd | YES | C-Pro Direct Ireland | HPRA | C-Pro Direct Ltd | MHRA | MDD / MDR | Class 1 | GS1 | 506059152ADMNA35 | GMDN | 36206 | Ankle/Foot Orthosis | 70170GXXSLL | 70STJ 170TTJ GREY EXTRA EXTRA SMALL LEFT ADM LOW | 5056293017152 | TBD 00000552 | XXS LOW | LEFT | NA | NA | NA | 93 | 102 | 125 | EACH | EACH | 1 | 22 | 10 | 10 | 2200 | 0.2 | NA | NA | GREY | 70 | 170 | NS | NA | NA | NA | NA | NA | NA | NA | GB | 9021109000 | 200
31 | ADMs for ADM Modular System | C-Pro Direct Ltd | YES | C-Pro Direct Ireland | HPRA | C-Pro Direct Ltd | MHRA | MDD / MDR | Class 1 | GS1 | 506059152ADMNA35 | GMDN | 36206 | Ankle/Foot Orthosis | 70170GXXSLN | 70STJ 170TTJ GREY EXTRA EXTRA SMALL LEFT ADM | 5056293009324 | TBD 00000553 | XXS | LEFT | NA | NA | NA | 93 | 122 | 135 | EACH | EACH | 1 | 22 | 10 | 10 | 2200 | 0.2 | NA | NA | GREY | 70 | 170 | NS | NA | NA | NA | NA | NA | NA | NA | GB | 9021109000 | 200
31 | ADMs for ADM Modular System | C-Pro Direct Ltd | YES | C-Pro Direct Ireland | HPRA | C-Pro Direct Ltd | MHRA | MDD / MDR | Class 1 | GS1 | 506059152ADMNA35 | GMDN | 36206 | Ankle/Foot Orthosis | 70170GXXSRL | 70STJ 170TTJ GREY EXTRA EXTRA SMALL RIGHT ADM LOW | 5056293017169 | TBD 00000554 | XXS LOW | RIGHT | NA | NA | NA | 93 | 102 | 125 | EACH | EACH | 1 | 22 | 10 | 10 | 2200 | 0.2 | NA | NA | GREY | 70 | 170 | NS | NA | NA | NA | NA | NA | NA | NA | GB | 9021109000 | 200
31 | ADMs for ADM Modular System | C-Pro Direct Ltd | YES | C-Pro Direct Ireland | HPRA | C-Pro Direct Ltd | MHRA | MDD / MDR | Class 1 | GS1 | 506059152ADMNA35 | GMDN | 36206 | Ankle/Foot Orthosis | 70170GXXSRN | 70STJ 170TTJ GREY EXTRA EXTRA SMALL RIGHT ADM | 5056293009331 | TBD 00000555 | XXS | RIGHT | NA | NA | NA | 93 | 122 | 135 | EACH | EACH | 1 | 22 | 10 | 10 | 2200 | 0.2 | NA | NA | GREY | 70 | 170 | NS | NA | NA | NA | NA | NA | NA | NA | GB | 9021109000 | 200
31 | ADMs for ADM Modular System | C-Pro Direct Ltd | YES | C-Pro Direct Ireland | HPRA | C-Pro Direct Ltd | MHRA | MDD / MDR | Class 1 | GS1 | 506059152ADMNA35 | GMDN | 36206 | Ankle/Foot Orthosis | 7070GXXSLL | 70STJ 70TTJ GREY EXTRA EXTRA SMALL LEFT ADM LOW | 5056293017176 | TBD 00000556 | XXS LOW | LEFT | NA | NA | NA | 93 | 102 | 125 | EACH | EACH | 1 | 22 | 10 | 10 | 2200 | 0.2 | NA | NA | GREY | 70 | 70 | NS | NA | NA | NA | NA | NA | NA | NA | GB | 9021109000 | 200
31 | ADMs for ADM Modular System | C-Pro Direct Ltd | YES | C-Pro Direct Ireland | HPRA | C-Pro Direct Ltd | MHRA | MDD / MDR | Class 1 | GS1 | 506059152ADMNA35 | GMDN | 36206 | Ankle/Foot Orthosis | 7070GXXSLN | 70STJ 70TTJ GREY EXTRA EXTRA SMALL LEFT ADM | 5056293009348 | TBD 00000557 | XXS | LEFT | NA | NA | NA | 93 | 122 | 135 | EACH | EACH | 1 | 22 | 10 | 10 | 2200 | 0.2 | NA | NA | GREY | 70 | 70 | NS | NA | NA | NA | NA | NA | NA | NA | GB | 9021109000 | 200
31 | ADMs for ADM Modular System | C-Pro Direct Ltd | YES | C-Pro Direct Ireland | HPRA | C-Pro Direct Ltd | MHRA | MDD / MDR | Class 1 | GS1 | 506059152ADMNA35 | GMDN | 36206 | Ankle/Foot Orthosis | 7070GXXSRL | 70STJ 70TTJ GREY EXTRA EXTRA SMALL RIGHT ADM LOW | 5056293017183 | TBD 00000558 | XXS LOW | RIGHT | NA | NA | NA | 93 | 102 | 125 | EACH | EACH | 1 | 22 | 10 | 10 | 2200 | 0.2 | NA | NA | GREY | 70 | 70 | NS | NA | NA | NA | NA | NA | NA | NA | GB | 9021109000 | 200
31 | ADMs for ADM Modular System | C-Pro Direct Ltd | YES | C-Pro Direct Ireland | HPRA | C-Pro Direct Ltd | MHRA | MDD / MDR | Class 1 | GS1 | 506059152ADMNA35 | GMDN | 36206 | Ankle/Foot Orthosis | 7070GXXSRN | 70STJ 70TTJ GREY EXTRA EXTRA SMALL RIGHT ADM | 5056293009355 | TBD 00000559 | XXS | RIGHT | NA | NA | NA | 93 | 122 | 135 | EACH | EACH | 1 | 22 | 10 | 10 | 2200 | 0.2 | NA | NA | GREY | 70 | 70 | NS | NA | NA | NA | NA | NA | NA | NA | GB | 9021109000 | 200
31 | ADMs for ADM Modular System | C-Pro Direct Ltd | YES | C-Pro Direct Ireland | HPRA | C-Pro Direct Ltd | MHRA | MDD / MDR | Class 1 | GS1 | 506059152ADMNA35 | GMDN | 36206 | Ankle/Foot Orthosis | 7070GXXXSLL | 70STJ 70TTJ GREY XXX-Small LEFT ADM LOW | 5056293017510 | TBD 00000560 | XXXS LOW | LEFT | NA | NA | NA | 67 | 92 | 105 | EACH | EACH | 1 | 22 | 10 | 10 | 2200 | 0.2 | NA | NA | GREY | 70 | 70 | NS | NA | NA | NA | NA | NA | NA | NA | GB | 9021109000 | 200
31 | ADMs for ADM Modular System | C-Pro Direct Ltd | YES | C-Pro Direct Ireland | HPRA | C-Pro Direct Ltd | MHRA | MDD / MDR | Class 1 | GS1 | 506059152ADMNA35 | GMDN | 36206 | Ankle/Foot Orthosis | 7070GXXXSLN | 70STJ 70TTJ GREY XXX-Small LEFT ADM | 5056293010870 | TBD 00000561 | XXXS | LEFT | NA | NA | NA | 67 | 92 | 115 | EACH | EACH | 1 | 22 | 10 | 10 | 2200 | 0.2 | NA | NA | GREY | 70 | 70 | NS | NA | NA | NA | NA | NA | NA | NA | GB | 9021109000 | 200
31 | ADMs for ADM Modular System | C-Pro Direct Ltd | YES | C-Pro Direct Ireland | HPRA | C-Pro Direct Ltd | MHRA | MDD / MDR | Class 1 | GS1 | 506059152ADMNA35 | GMDN | 36206 | Ankle/Foot Orthosis | 7070GXXXSRL | 70STJ 70TTJ GREY XXX-Small RIGHT ADM LOW | 5056293017527 | TBD 00000562 | XXXS LOW | RIGHT | NA | NA | NA | 67 | 92 | 105 | EACH | EACH | 1 | 22 | 10 | 10 | 2200 | 0.2 | NA | NA | GREY | 70 | 70 | NS | NA | NA | NA | NA | NA | NA | NA | GB | 9021109000 | 200
31 | ADMs for ADM Modular System | C-Pro Direct Ltd | YES | C-Pro Direct Ireland | HPRA | C-Pro Direct Ltd | MHRA | MDD / MDR | Class 1 | GS1 | 506059152ADMNA35 | GMDN | 36206 | Ankle/Foot Orthosis | 7070GXXXSRN | 70STJ 70TTJ GREY XXX-Small RIGHT ADM | 5056293011136 | TBD 00000563 | XXXS | RIGHT | NA | NA | NA | 67 | 92 | 115 | EACH | EACH | 1 | 22 | 10 | 10 | 2200 | 0.2 | NA | NA | GREY | 70 | 70 | NS | NA | NA | NA | NA | NA | NA | NA | GB | 9021109000 | 200
31 | ADMs for ADM Modular System | C-Pro Direct Ltd | YES | C-Pro Direct Ireland | HPRA | C-Pro Direct Ltd | MHRA | MDD / MDR | Class 1 | GS1 | 506059152ADMNA35 | GMDN | 36206 | Ankle/Foot Orthosis | 7090GXXSLL | 70STJ 90TTJ GREY EXTRA EXTRA SMALL LEFT ADM LOW | 5056293017190 | TBD 00000564 | XXS LOW | LEFT | NA | NA | NA | 93 | 102 | 125 | EACH | EACH | 1 | 22 | 10 | 10 | 2200 | 0.2 | NA | NA | GREY | 70 | 90 | NS | NA | NA | NA | NA | NA | NA | NA | GB | 9021109000 | 200
31 | ADMs for ADM Modular System | C-Pro Direct Ltd | YES | C-Pro Direct Ireland | HPRA | C-Pro Direct Ltd | MHRA | MDD / MDR | Class 1 | GS1 | 506059152ADMNA35 | GMDN | 36206 | Ankle/Foot Orthosis | 7090GXXSLN | 70STJ 90TTJ GREY EXTRA EXTRA SMALL LEFT ADM | 5056293009362 | TBD 00000565 | XXS | LEFT | NA | NA | NA | 93 | 122 | 135 | EACH | EACH | 1 | 22 | 10 | 10 | 2200 | 0.2 | NA | NA | GREY | 70 | 90 | NS | NA | NA | NA | NA | NA | NA | NA | GB | 9021109000 | 200
31 | ADMs for ADM Modular System | C-Pro Direct Ltd | YES | C-Pro Direct Ireland | HPRA | C-Pro Direct Ltd | MHRA | MDD / MDR | Class 1 | GS1 | 506059152ADMNA35 | GMDN | 36206 | Ankle/Foot Orthosis | 7090GXXSRL | 70STJ 90TTJ GREY EXTRA EXTRA SMALL RIGHT ADM LOW | 5056293017206 | TBD 00000566 | XXS LOW | RIGHT | NA | NA | NA | 93 | 102 | 125 | EACH | EACH | 1 | 22 | 10 | 10 | 2200 | 0.2 | NA | NA | GREY | 70 | 90 | NS | NA | NA | NA | NA | NA | NA | NA | GB | 9021109000 | 200
31 | ADMs for ADM Modular System | C-Pro Direct Ltd | YES | C-Pro Direct Ireland | HPRA | C-Pro Direct Ltd | MHRA | MDD / MDR | Class 1 | GS1 | 506059152ADMNA35 | GMDN | 36206 | Ankle/Foot Orthosis | 7090GXXSRN | 70STJ 90TTJ GREY EXTRA EXTRA SMALL RIGHT ADM | 5056293009379 | TBD 00000567 | XXS | RIGHT | NA | NA | NA | 93 | 122 | 135 | EACH | EACH | 1 | 22 | 10 | 10 | 2200 | 0.2 | NA | NA | GREY | 70 | 90 | NS | NA | NA | NA | NA | NA | NA | NA | GB | 9021109000 | 200
31 | ADMs for ADM Modular System | C-Pro Direct Ltd | YES | C-Pro Direct Ireland | HPRA | C-Pro Direct Ltd | MHRA | MDD / MDR | Class 1 | GS1 | 506059152ADMNA35 | GMDN | 36206 | Ankle/Foot Orthosis | 7090GXXXSLL | 70STJ 90TTJ GREY XXX-Small LEFT ADM LOW | 5056293017534 | TBD 00000568 | XXXS LOW | LEFT | NA | NA | NA | 67 | 92 | 105 | EACH | EACH | 1 | 22 | 10 | 10 | 2200 | 0.2 | NA | NA | GREY | 70 | 90 | NS | NA | NA | NA | NA | NA | NA | NA | GB | 9021109000 | 200
31 | ADMs for ADM Modular System | C-Pro Direct Ltd | YES | C-Pro Direct Ireland | HPRA | C-Pro Direct Ltd | MHRA | MDD / MDR | Class 1 | GS1 | 506059152ADMNA35 | GMDN | 36206 | Ankle/Foot Orthosis | 7090GXXXSLN | 70STJ 90TTJ GREY XXX-Small LEFT ADM | 5056293010863 | TBD 00000569 | XXXS | LEFT | NA | NA | NA | 67 | 92 | 115 | EACH | EACH | 1 | 22 | 10 | 10 | 2200 | 0.2 | NA | NA | GREY | 70 | 90 | NS | NA | NA | NA | NA | NA | NA | NA | GB | 9021109000 | 200
31 | ADMs for ADM Modular System | C-Pro Direct Ltd | YES | C-Pro Direct Ireland | HPRA | C-Pro Direct Ltd | MHRA | MDD / MDR | Class 1 | GS1 | 506059152ADMNA35 | GMDN | 36206 | Ankle/Foot Orthosis | 7090GXXXSRL | 70STJ 90TTJ GREY XXX-Small RIGHT ADM LOW | 5056293017541 | TBD 00000570 | XXXS LOW | RIGHT | NA | NA | NA | 67 | 92 | 105 | EACH | EACH | 1 | 22 | 10 | 10 | 2200 | 0.2 | NA | NA | GREY | 70 | 90 | NS | NA | NA | NA | NA | NA | NA | NA | GB | 9021109000 | 200
31 | ADMs for ADM Modular System | C-Pro Direct Ltd | YES | C-Pro Direct Ireland | HPRA | C-Pro Direct Ltd | MHRA | MDD / MDR | Class 1 | GS1 | 506059152ADMNA35 | GMDN | 36206 | Ankle/Foot Orthosis | 7090GXXXSRN | 70STJ 90TTJ GREY XXX-Small RIGHT ADM | 5056293011129 | TBD 00000571 | XXXS | RIGHT | NA | NA | NA | 67 | 92 | 115 | EACH | EACH | 1 | 22 | 10 | 10 | 2200 | 0.2 | NA | NA | GREY | 70 | 90 | NS | NA | NA | NA | NA | NA | NA | NA | GB | 9021109000 | 200
31 | ADMs for ADM Modular System | C-Pro Direct Ltd | YES | C-Pro Direct Ireland | HPRA | C-Pro Direct Ltd | MHRA | MDD / MDR | Class 1 | GS1 | 506059152ADMNA35 | GMDN | 36206 | Ankle/Foot Orthosis | 7801330GLLN | 780STJ 1330TTJ GREY LARGE LEFT ADM | 5056293009386 | TBD 00000572 | L | LEFT | NA | NA | NA | 183 | 202 | 275 | EACH | EACH | 1 | 30 | 11 | 11 | 3630 | 0.33 | NA | NA | GREY | 780 | 1330 | NS | NA | NA | NA | NA | NA | NA | NA | GB | 9021109000 | 200
31 | ADMs for ADM Modular System | C-Pro Direct Ltd | YES | C-Pro Direct Ireland | HPRA | C-Pro Direct Ltd | MHRA | MDD / MDR | Class 1 | GS1 | 506059152ADMNA35 | GMDN | 36206 | Ankle/Foot Orthosis | 7801330GLRN | 780STJ 1330TTJ GREY LARGE RIGHT ADM | 5056293009393 | TBD 00000573 | L | RIGHT | NA | NA | NA | 183 | 202 | 275 | EACH | EACH | 1 | 30 | 11 | 11 | 3630 | 0.33 | NA | NA | GREY | 780 | 1330 | NS | NA | NA | NA | NA | NA | NA | NA | GB | 9021109000 | 200
31 | ADMs for ADM Modular System | C-Pro Direct Ltd | YES | C-Pro Direct Ireland | HPRA | C-Pro Direct Ltd | MHRA | MDD / MDR | Class 1 | GS1 | 506059152ADMNA35 | GMDN | 36206 | Ankle/Foot Orthosis | 7801330GMLLN | 780STJ 1330TTJ GREY MEDIUM-LARGE LEFT ADM | 5056293009409 | TBD 00000574 | ML | LEFT | NA | NA | NA | 163 | 192 | 235 | EACH | EACH | 1 | 30 | 11 | 11 | 3630 | 0.33 | NA | NA | GREY | 780 | 1330 | NS | NA | NA | NA | NA | NA | NA | NA | GB | 9021109000 | 200
31 | ADMs for ADM Modular System | C-Pro Direct Ltd | YES | C-Pro Direct Ireland | HPRA | C-Pro Direct Ltd | MHRA | MDD / MDR | Class 1 | GS1 | 506059152ADMNA35 | GMDN | 36206 | Ankle/Foot Orthosis | 7801330GMLRN | 780STJ 1330TTJ GREY MEDIUM-LARGE RIGHT ADM | 5056293009416 | TBD 00000575 | ML | RIGHT | NA | NA | NA | 163 | 192 | 235 | EACH | EACH | 1 | 30 | 11 | 11 | 3630 | 0.33 | NA | NA | GREY | 780 | 1330 | NS | NA | NA | NA | NA | NA | NA | NA | GB | 9021109000 | 200
31 | ADMs for ADM Modular System | C-Pro Direct Ltd | YES | C-Pro Direct Ireland | HPRA | C-Pro Direct Ltd | MHRA | MDD / MDR | Class 1 | GS1 | 506059152ADMNA35 | GMDN | 36206 | Ankle/Foot Orthosis | 780600GMLL | 780STJ 600TTJ GREY MEDIUM LEFT ADM LOW | 5056293016735 | TBD 00000576 | M LOW | LEFT | NA | NA | NA | 143 | 162 | 205 | EACH | EACH | 1 | 30 | 11 | 11 | 3630 | 0.33 | NA | NA | GREY | 780 | 600 | NS | NA | NA | NA | NA | NA | NA | NA | GB | 9021109000 | 200
31 | ADMs for ADM Modular System | C-Pro Direct Ltd | YES | C-Pro Direct Ireland | HPRA | C-Pro Direct Ltd | MHRA | MDD / MDR | Class 1 | GS1 | 506059152ADMNA35 | GMDN | 36206 | Ankle/Foot Orthosis | 780600GMLN | 780STJ 600TTJ GREY MEDIUM LEFT ADM | 5056293009423 | TBD 00000577 | M | LEFT | NA | NA | NA | 143 | 162 | 220 | EACH | EACH | 1 | 30 | 11 | 11 | 3630 | 0.33 | NA | NA | GREY | 780 | 600 | NS | NA | NA | NA | NA | NA | NA | NA | GB | 9021109000 | 200
31 | ADMs for ADM Modular System | C-Pro Direct Ltd | YES | C-Pro Direct Ireland | HPRA | C-Pro Direct Ltd | MHRA | MDD / MDR | Class 1 | GS1 | 506059152ADMNA35 | GMDN | 36206 | Ankle/Foot Orthosis | 780600GMRL | 780STJ 600TTJ GREY MEDIUM RIGHT ADM LOW | 5056293016742 | TBD 00000578 | M LOW | RIGHT | NA | NA | NA | 143 | 162 | 205 | EACH | EACH | 1 | 30 | 11 | 11 | 3630 | 0.33 | NA | NA | GREY | 780 | 600 | NS | NA | NA | NA | NA | NA | NA | NA | GB | 9021109000 | 200
31 | ADMs for ADM Modular System | C-Pro Direct Ltd | YES | C-Pro Direct Ireland | HPRA | C-Pro Direct Ltd | MHRA | MDD / MDR | Class 1 | GS1 | 506059152ADMNA35 | GMDN | 36206 | Ankle/Foot Orthosis | 780600GMRN | 780STJ 600TTJ GREY MEDIUM RIGHT ADM | 5056293009430 | TBD 00000579 | M | RIGHT | NA | NA | NA | 143 | 162 | 220 | EACH | EACH | 1 | 30 | 11 | 11 | 3630 | 0.33 | NA | NA | GREY | 780 | 600 | NS | NA | NA | NA | NA | NA | NA | NA | GB | 9021109000 | 200
31 | ADMs for ADM Modular System | C-Pro Direct Ltd | YES | C-Pro Direct Ireland | HPRA | C-Pro Direct Ltd | MHRA | MDD / MDR | Class 1 | GS1 | 506059152ADMNA35 | GMDN | 36206 | Ankle/Foot Orthosis | 780780GLLN | 780STJ 780TTJ GREY LARGE LEFT ADM | 5056293009447 | TBD 00000580 | L | LEFT | NA | NA | NA | 183 | 202 | 275 | EACH | EACH | 1 | 30 | 11 | 11 | 3630 | 0.33 | NA | NA | GREY | 780 | 780 | NS | NA | NA | NA | NA | NA | NA | NA | GB | 9021109000 | 200
31 | ADMs for ADM Modular System | C-Pro Direct Ltd | YES | C-Pro Direct Ireland | HPRA | C-Pro Direct Ltd | MHRA | MDD / MDR | Class 1 | GS1 | 506059152ADMNA35 | GMDN | 36206 | Ankle/Foot Orthosis | 780780GLRN | 780STJ 780TTJ GREY LARGE RIGHT ADM | 5056293009454 | TBD 00000581 | L | RIGHT | NA | NA | NA | 183 | 202 | 275 | EACH | EACH | 1 | 30 | 11 | 11 | 3630 | 0.33 | NA | NA | GREY | 780 | 780 | NS | NA | NA | NA | NA | NA | NA | NA | GB | 9021109000 | 200
31 | ADMs for ADM Modular System | C-Pro Direct Ltd | YES | C-Pro Direct Ireland | HPRA | C-Pro Direct Ltd | MHRA | MDD / MDR | Class 1 | GS1 | 506059152ADMNA35 | GMDN | 36206 | Ankle/Foot Orthosis | 780780GMLL | 780STJ 780TTJ GREY MEDIUM LEFT ADM LOW | 5056293016759 | TBD 00000582 | M LOW | LEFT | NA | NA | NA | 143 | 162 | 205 | EACH | EACH | 1 | 30 | 11 | 11 | 3630 | 0.33 | NA | NA | GREY | 780 | 780 | NS | NA | NA | NA | NA | NA | NA | NA | GB | 9021109000 | 200
31 | ADMs for ADM Modular System | C-Pro Direct Ltd | YES | C-Pro Direct Ireland | HPRA | C-Pro Direct Ltd | MHRA | MDD / MDR | Class 1 | GS1 | 506059152ADMNA35 | GMDN | 36206 | Ankle/Foot Orthosis | 780780GMLLN | 780STJ 780TTJ GREY MEDIUM-LARGE LEFT ADM | 5056293009461 | TBD 00000583 | ML | LEFT | NA | NA | NA | 163 | 192 | 235 | EACH | EACH | 1 | 30 | 11 | 11 | 3630 | 0.33 | NA | NA | GREY | 780 | 780 | NS | NA | NA | NA | NA | NA | NA | NA | GB | 9021109000 | 200
31 | ADMs for ADM Modular System | C-Pro Direct Ltd | YES | C-Pro Direct Ireland | HPRA | C-Pro Direct Ltd | MHRA | MDD / MDR | Class 1 | GS1 | 506059152ADMNA35 | GMDN | 36206 | Ankle/Foot Orthosis | 780780GMLN | 780STJ 780TTJ GREY MEDIUM LEFT ADM | 5056293009478 | TBD 00000584 | M | LEFT | NA | NA | NA | 143 | 162 | 220 | EACH | EACH | 1 | 30 | 11 | 11 | 3630 | 0.33 | NA | NA | GREY | 780 | 780 | NS | NA | NA | NA | NA | NA | NA | NA | GB | 9021109000 | 200
31 | ADMs for ADM Modular System | C-Pro Direct Ltd | YES | C-Pro Direct Ireland | HPRA | C-Pro Direct Ltd | MHRA | MDD / MDR | Class 1 | GS1 | 506059152ADMNA35 | GMDN | 36206 | Ankle/Foot Orthosis | 780780GMLRN | 780STJ 780TTJ GREY MEDIUM-LARGE RIGHT ADM | 5056293009485 | TBD 00000585 | ML | RIGHT | NA | NA | NA | 163 | 192 | 235 | EACH | EACH | 1 | 30 | 11 | 11 | 3630 | 0.33 | NA | NA | GREY | 780 | 780 | NS | NA | NA | NA | NA | NA | NA | NA | GB | 9021109000 | 200
31 | ADMs for ADM Modular System | C-Pro Direct Ltd | YES | C-Pro Direct Ireland | HPRA | C-Pro Direct Ltd | MHRA | MDD / MDR | Class 1 | GS1 | 506059152ADMNA35 | GMDN | 36206 | Ankle/Foot Orthosis | 780780GMRL | 780STJ 780TTJ GREY MEDIUM RIGHT ADM LOW | 5056293016766 | TBD 00000586 | M LOW | RIGHT | NA | NA | NA | 143 | 162 | 205 | EACH | EACH | 1 | 30 | 11 | 11 | 3630 | 0.33 | NA | NA | GREY | 780 | 780 | NS | NA | NA | NA | NA | NA | NA | NA | GB | 9021109000 | 200
31 | ADMs for ADM Modular System | C-Pro Direct Ltd | YES | C-Pro Direct Ireland | HPRA | C-Pro Direct Ltd | MHRA | MDD / MDR | Class 1 | GS1 | 506059152ADMNA35 | GMDN | 36206 | Ankle/Foot Orthosis | 780780GMRN | 780STJ 780TTJ GREY MEDIUM RIGHT ADM | 5056293009492 | TBD 00000587 | M | RIGHT | NA | NA | NA | 143 | 162 | 220 | EACH | EACH | 1 | 30 | 11 | 11 | 3630 | 0.33 | NA | NA | GREY | 780 | 780 | NS | NA | NA | NA | NA | NA | NA | NA | GB | 9021109000 | 200
31 | ADMs for ADM Modular System | C-Pro Direct Ltd | YES | C-Pro Direct Ireland | HPRA | C-Pro Direct Ltd | MHRA | MDD / MDR | Class 1 | GS1 | 506059152ADMNA35 | GMDN | 36206 | Ankle/Foot Orthosis | 780960GLLN | 780STJ 960TTJ GREY LARGE LEFT ADM | 5056293009508 | TBD 00000588 | L | LEFT | NA | NA | NA | 183 | 202 | 275 | EACH | EACH | 1 | 30 | 11 | 11 | 3630 | 0.33 | NA | NA | GREY | 780 | 960 | NS | NA | NA | NA | NA | NA | NA | NA | GB | 9021109000 | 200
31 | ADMs for ADM Modular System | C-Pro Direct Ltd | YES | C-Pro Direct Ireland | HPRA | C-Pro Direct Ltd | MHRA | MDD / MDR | Class 1 | GS1 | 506059152ADMNA35 | GMDN | 36206 | Ankle/Foot Orthosis | 780960GLRN | 780STJ 960TTJ GREY LARGE RIGHT ADM | 5056293009515 | TBD 00000589 | L | RIGHT | NA | NA | NA | 183 | 202 | 275 | EACH | EACH | 1 | 30 | 11 | 11 | 3630 | 0.33 | NA | NA | GREY | 780 | 960 | NS | NA | NA | NA | NA | NA | NA | NA | GB | 9021109000 | 200
31 | ADMs for ADM Modular System | C-Pro Direct Ltd | YES | C-Pro Direct Ireland | HPRA | C-Pro Direct Ltd | MHRA | MDD / MDR | Class 1 | GS1 | 506059152ADMNA35 | GMDN | 36206 | Ankle/Foot Orthosis | 780960GMLL | 780STJ 960TTJ GREY MEDIUM LEFT ADM LOW | 5056293016773 | TBD 00000590 | M LOW | LEFT | NA | NA | NA | 143 | 162 | 205 | EACH | EACH | 1 | 30 | 11 | 11 | 3630 | 0.33 | NA | NA | GREY | 780 | 960 | NS | NA | NA | NA | NA | NA | NA | NA | GB | 9021109000 | 200
31 | ADMs for ADM Modular System | C-Pro Direct Ltd | YES | C-Pro Direct Ireland | HPRA | C-Pro Direct Ltd | MHRA | MDD / MDR | Class 1 | GS1 | 506059152ADMNA35 | GMDN | 36206 | Ankle/Foot Orthosis | 780960GMLLN | 780STJ 960TTJ GREY MEDIUM-LARGE LEFT ADM | 5056293009522 | TBD 00000591 | ML | LEFT | NA | NA | NA | 163 | 192 | 235 | EACH | EACH | 1 | 30 | 11 | 11 | 3630 | 0.33 | NA | NA | GREY | 780 | 960 | STD | NA | NA | NA | NA | NA | NA | NA | GB | 9021109000 | 200
31 | ADMs for ADM Modular System | C-Pro Direct Ltd | YES | C-Pro Direct Ireland | HPRA | C-Pro Direct Ltd | MHRA | MDD / MDR | Class 1 | GS1 | 506059152ADMNA35 | GMDN | 36206 | Ankle/Foot Orthosis | 780960GMLN | 780STJ 960TTJ GREY MEDIUM LEFT ADM | 5056293009539 | TBD 00000592 | M | LEFT | NA | NA | NA | 143 | 162 | 220 | EACH | EACH | 1 | 30 | 11 | 11 | 3630 | 0.33 | NA | NA | GREY | 780 | 960 | NS | NA | NA | NA | NA | NA | NA | NA | GB | 9021109000 | 200
31 | ADMs for ADM Modular System | C-Pro Direct Ltd | YES | C-Pro Direct Ireland | HPRA | C-Pro Direct Ltd | MHRA | MDD / MDR | Class 1 | GS1 | 506059152ADMNA35 | GMDN | 36206 | Ankle/Foot Orthosis | 780960GMLRN | 780STJ 960TTJ GREY MEDIUM-LARGE RIGHT ADM | 5056293009546 | TBD 00000593 | ML | RIGHT | NA | NA | NA | 163 | 192 | 235 | EACH | EACH | 1 | 30 | 11 | 11 | 3630 | 0.33 | NA | NA | GREY | 780 | 960 | STD | NA | NA | NA | NA | NA | NA | NA | GB | 9021109000 | 200
31 | ADMs for ADM Modular System | C-Pro Direct Ltd | YES | C-Pro Direct Ireland | HPRA | C-Pro Direct Ltd | MHRA | MDD / MDR | Class 1 | GS1 | 506059152ADMNA35 | GMDN | 36206 | Ankle/Foot Orthosis | 780960GMRL | 780STJ 960TTJ GREY MEDIUM RIGHT ADM LOW | 5056293016780 | TBD 00000594 | M LOW | RIGHT | NA | NA | NA | 143 | 162 | 205 | EACH | EACH | 1 | 30 | 11 | 11 | 3630 | 0.33 | NA | NA | GREY | 780 | 960 | NS | NA | NA | NA | NA | NA | NA | NA | GB | 9021109000 | 200
31 | ADMs for ADM Modular System | C-Pro Direct Ltd | YES | C-Pro Direct Ireland | HPRA | C-Pro Direct Ltd | MHRA | MDD / MDR | Class 1 | GS1 | 506059152ADMNA35 | GMDN | 36206 | Ankle/Foot Orthosis | 780960GMRN | 780STJ 960TTJ GREY MEDIUM RIGHT ADM | 5056293009553 | TBD 00000595 | M | RIGHT | NA | NA | NA | 143 | 162 | 220 | EACH | EACH | 1 | 30 | 11 | 11 | 3630 | 0.33 | NA | NA | GREY | 780 | 960 | NS | NA | NA | NA | NA | NA | NA | NA | GB | 9021109000 | 200
31 | ADMs for ADM Modular System | C-Pro Direct Ltd | YES | C-Pro Direct Ireland | HPRA | C-Pro Direct Ltd | MHRA | MDD / MDR | Class 1 | GS1 | 506059152ADMNA35 | GMDN | 36206 | Ankle/Foot Orthosis | 90110GXXSLL | 90STJ 110TTJ GREY EXTRA EXTRA SMALL LEFT ADM LOW | 5056293017213 | TBD 00000596 | XXS LOW | LEFT | NA | NA | NA | 93 | 102 | 125 | EACH | EACH | 1 | 22 | 10 | 10 | 2200 | 0.2 | NA | NA | GREY | 90 | 110 | NS | NA | NA | NA | NA | NA | NA | NA | GB | 9021109000 | 200
31 | ADMs for ADM Modular System | C-Pro Direct Ltd | YES | C-Pro Direct Ireland | HPRA | C-Pro Direct Ltd | MHRA | MDD / MDR | Class 1 | GS1 | 506059152ADMNA35 | GMDN | 36206 | Ankle/Foot Orthosis | 90110GXXSLN | 90STJ 110TTJ GREY EXTRA EXTRA SMALL LEFT ADM | 5056293009560 | TBD 00000597 | XXS | LEFT | NA | NA | NA | 93 | 122 | 135 | EACH | EACH | 1 | 22 | 10 | 10 | 2200 | 0.2 | NA | NA | GREY | 90 | 110 | NS | NA | NA | NA | NA | NA | NA | NA | GB | 9021109000 | 200
31 | ADMs for ADM Modular System | C-Pro Direct Ltd | YES | C-Pro Direct Ireland | HPRA | C-Pro Direct Ltd | MHRA | MDD / MDR | Class 1 | GS1 | 506059152ADMNA35 | GMDN | 36206 | Ankle/Foot Orthosis | 90110GXXSRL | 90STJ 110TTJ GREY EXTRA EXTRA SMALL RIGHT ADM LOW | 5056293017220 | TBD 00000598 | XXS LOW | RIGHT | NA | NA | NA | 93 | 102 | 125 | EACH | EACH | 1 | 22 | 10 | 10 | 2200 | 0.2 | NA | NA | GREY | 90 | 110 | NS | NA | NA | NA | NA | NA | NA | NA | GB | 9021109000 | 200
31 | ADMs for ADM Modular System | C-Pro Direct Ltd | YES | C-Pro Direct Ireland | HPRA | C-Pro Direct Ltd | MHRA | MDD / MDR | Class 1 | GS1 | 506059152ADMNA35 | GMDN | 36206 | Ankle/Foot Orthosis | 90110GXXSRN | 90STJ 110TTJ GREY EXTRA EXTRA SMALL RIGHT ADM | 5056293009577 | TBD 00000599 | XXS | RIGHT | NA | NA | NA | 93 | 122 | 135 | EACH | EACH | 1 | 22 | 10 | 10 | 2200 | 0.2 | NA | NA | GREY | 90 | 110 | NS | NA | NA | NA | NA | NA | NA | NA | GB | 9021109000 | 200
31 | ADMs for ADM Modular System | C-Pro Direct Ltd | YES | C-Pro Direct Ireland | HPRA | C-Pro Direct Ltd | MHRA | MDD / MDR | Class 1 | GS1 | 506059152ADMNA35 | GMDN | 36206 | Ankle/Foot Orthosis | 90110GXXXSLL | 90STJ 110TTJ GREY XXX-Small LEFT ADM LOW | 5056293017558 | TBD 00000600 | XXXS LOW | LEFT | NA | NA | NA | 67 | 92 | 105 | EACH | EACH | 1 | 22 | 10 | 10 | 2200 | 0.2 | NA | NA | GREY | 90 | 110 | NS | NA | NA | NA | NA | NA | NA | NA | GB | 9021109000 | 200
31 | ADMs for ADM Modular System | C-Pro Direct Ltd | YES | C-Pro Direct Ireland | HPRA | C-Pro Direct Ltd | MHRA | MDD / MDR | Class 1 | GS1 | 506059152ADMNA35 | GMDN | 36206 | Ankle/Foot Orthosis | 90110GXXXSLN | 90STJ 110TTJ GREY XXX-Small LEFT ADM | 5056293010856 | TBD 00000601 | XXXS | LEFT | NA | NA | NA | 67 | 92 | 115 | EACH | EACH | 1 | 22 | 10 | 10 | 2200 | 0.2 | NA | NA | GREY | 90 | 110 | NS | NA | NA | NA | NA | NA | NA | NA | GB | 9021109000 | 200
31 | ADMs for ADM Modular System | C-Pro Direct Ltd | YES | C-Pro Direct Ireland | HPRA | C-Pro Direct Ltd | MHRA | MDD / MDR | Class 1 | GS1 | 506059152ADMNA35 | GMDN | 36206 | Ankle/Foot Orthosis | 90110GXXXSRL | 90STJ 110TTJ GREY XXX-Small RIGHT ADM LOW | 5056293017565 | TBD 00000602 | XXXS LOW | RIGHT | NA | NA | NA | 67 | 92 | 105 | EACH | EACH | 1 | 22 | 10 | 10 | 2200 | 0.2 | NA | NA | GREY | 90 | 110 | NS | NA | NA | NA | NA | NA | NA | NA | GB | 9021109000 | 200
31 | ADMs for ADM Modular System | C-Pro Direct Ltd | YES | C-Pro Direct Ireland | HPRA | C-Pro Direct Ltd | MHRA | MDD / MDR | Class 1 | GS1 | 506059152ADMNA35 | GMDN | 36206 | Ankle/Foot Orthosis | 90110GXXXSRN | 90STJ 110TTJ GREY XXX-Small RIGHT ADM | 5056293011112 | TBD 00000603 | XXXS | RIGHT | NA | NA | NA | 67 | 92 | 115 | EACH | EACH | 1 | 22 | 10 | 10 | 2200 | 0.2 | NA | NA | GREY | 90 | 110 | NS | NA | NA | NA | NA | NA | NA | NA | GB | 9021109000 | 200
31 | ADMs for ADM Modular System | C-Pro Direct Ltd | YES | C-Pro Direct Ireland | HPRA | C-Pro Direct Ltd | MHRA | MDD / MDR | Class 1 | GS1 | 506059152ADMNA35 | GMDN | 36206 | Ankle/Foot Orthosis | 90120GXXSLL | 90STJ 120TTJ GREY EXTRA EXTRA SMALL LEFT ADM LOW | 5056293017237 | TBD 00000604 | XXS LOW | LEFT | NA | NA | NA | 93 | 102 | 125 | EACH | EACH | 1 | 22 | 10 | 10 | 2200 | 0.2 | NA | NA | GREY | 90 | 120 | NS | NA | NA | NA | NA | NA | NA | NA | GB | 9021109000 | 200
31 | ADMs for ADM Modular System | C-Pro Direct Ltd | YES | C-Pro Direct Ireland | HPRA | C-Pro Direct Ltd | MHRA | MDD / MDR | Class 1 | GS1 | 506059152ADMNA35 | GMDN | 36206 | Ankle/Foot Orthosis | 90120GXXSLN | 90STJ 120TTJ GREY EXTRA EXTRA SMALL LEFT ADM | 5056293009584 | TBD 00000605 | XXS | LEFT | NA | NA | NA | 93 | 122 | 135 | EACH | EACH | 1 | 22 | 10 | 10 | 2200 | 0.2 | NA | NA | GREY | 90 | 120 | NS | NA | NA | NA | NA | NA | NA | NA | GB | 9021109000 | 200
31 | ADMs for ADM Modular System | C-Pro Direct Ltd | YES | C-Pro Direct Ireland | HPRA | C-Pro Direct Ltd | MHRA | MDD / MDR | Class 1 | GS1 | 506059152ADMNA35 | GMDN | 36206 | Ankle/Foot Orthosis | 90120GXXSRL | 90STJ 120TTJ GREY EXTRA EXTRA SMALL RIGHT ADM LOW | 5056293017244 | TBD 00000606 | XXS LOW | RIGHT | NA | NA | NA | 93 | 102 | 125 | EACH | EACH | 1 | 22 | 10 | 10 | 2200 | 0.2 | NA | NA | GREY | 90 | 120 | NS | NA | NA | NA | NA | NA | NA | NA | GB | 9021109000 | 200
31 | ADMs for ADM Modular System | C-Pro Direct Ltd | YES | C-Pro Direct Ireland | HPRA | C-Pro Direct Ltd | MHRA | MDD / MDR | Class 1 | GS1 | 506059152ADMNA35 | GMDN | 36206 | Ankle/Foot Orthosis | 90120GXXSRN | 90STJ 120TTJ GREY EXTRA EXTRA SMALL RIGHT ADM | 5056293009591 | TBD 00000607 | XXS | RIGHT | NA | NA | NA | 93 | 122 | 135 | EACH | EACH | 1 | 22 | 10 | 10 | 2200 | 0.2 | NA | NA | GREY | 90 | 120 | NS | NA | NA | NA | NA | NA | NA | NA | GB | 9021109000 | 200
31 | ADMs for ADM Modular System | C-Pro Direct Ltd | YES | C-Pro Direct Ireland | HPRA | C-Pro Direct Ltd | MHRA | MDD / MDR | Class 1 | GS1 | 506059152ADMNA35 | GMDN | 36206 | Ankle/Foot Orthosis | 90120GXXXSLL | 90STJ 120TTJ GREY XXX-Small LEFT ADM LOW | 5056293017572 | TBD 00000608 | XXXS LOW | LEFT | NA | NA | NA | 67 | 92 | 105 | EACH | EACH | 1 | 22 | 10 | 10 | 2200 | 0.2 | NA | NA | GREY | 90 | 120 | NS | NA | NA | NA | NA | NA | NA | NA | GB | 9021109000 | 200
31 | ADMs for ADM Modular System | C-Pro Direct Ltd | YES | C-Pro Direct Ireland | HPRA | C-Pro Direct Ltd | MHRA | MDD / MDR | Class 1 | GS1 | 506059152ADMNA35 | GMDN | 36206 | Ankle/Foot Orthosis | 90120GXXXSLN | 90STJ 120TTJ GREY XXX-Small LEFT ADM | 5056293010955 | TBD 00000609 | XXXS | LEFT | NA | NA | NA | 67 | 92 | 115 | EACH | EACH | 1 | 22 | 10 | 10 | 2200 | 0.2 | NA | NA | GREY | 90 | 120 | NS | NA | NA | NA | NA | NA | NA | NA | GB | 9021109000 | 200
31 | ADMs for ADM Modular System | C-Pro Direct Ltd | YES | C-Pro Direct Ireland | HPRA | C-Pro Direct Ltd | MHRA | MDD / MDR | Class 1 | GS1 | 506059152ADMNA35 | GMDN | 36206 | Ankle/Foot Orthosis | 90120GXXXSRL | 90STJ 120TTJ GREY XXX-Small RIGHT ADM LOW | 5056293017589 | TBD 00000610 | XXXS LOW | RIGHT | NA | NA | NA | 67 | 92 | 105 | EACH | EACH | 1 | 22 | 10 | 10 | 2200 | 0.2 | NA | NA | GREY | 90 | 120 | NS | NA | NA | NA | NA | NA | NA | NA | GB | 9021109000 | 200
31 | ADMs for ADM Modular System | C-Pro Direct Ltd | YES | C-Pro Direct Ireland | HPRA | C-Pro Direct Ltd | MHRA | MDD / MDR | Class 1 | GS1 | 506059152ADMNA35 | GMDN | 36206 | Ankle/Foot Orthosis | 90120GXXXSRN | 90STJ 120TTJ GREY XXX-Small RIGHT ADM | 5056293011211 | TBD 00000611 | XXXS | RIGHT | NA | NA | NA | 67 | 92 | 115 | EACH | EACH | 1 | 22 | 10 | 10 | 2200 | 0.2 | NA | NA | GREY | 90 | 120 | NS | NA | NA | NA | NA | NA | NA | NA | GB | 9021109000 | 200
31 | ADMs for ADM Modular System | C-Pro Direct Ltd | YES | C-Pro Direct Ireland | HPRA | C-Pro Direct Ltd | MHRA | MDD / MDR | Class 1 | GS1 | 506059152ADMNA35 | GMDN | 36206 | Ankle/Foot Orthosis | 90170GXXSLL | 90STJ 170TTJ GREY EXTRA EXTRA SMALL LEFT ADM LOW | 5056293017251 | TBD 00000612 | XXS LOW | LEFT | NA | NA | NA | 93 | 102 | 125 | EACH | EACH | 1 | 22 | 10 | 10 | 2200 | 0.2 | NA | NA | GREY | 90 | 170 | NS | NA | NA | NA | NA | NA | NA | NA | GB | 9021109000 | 200
31 | ADMs for ADM Modular System | C-Pro Direct Ltd | YES | C-Pro Direct Ireland | HPRA | C-Pro Direct Ltd | MHRA | MDD / MDR | Class 1 | GS1 | 506059152ADMNA35 | GMDN | 36206 | Ankle/Foot Orthosis | 90170GXXSLN | 90STJ 170TTJ GREY EXTRA EXTRA SMALL LEFT ADM | 5056293009607 | TBD 00000613 | XXS | LEFT | NA | NA | NA | 93 | 122 | 135 | EACH | EACH | 1 | 22 | 10 | 10 | 2200 | 0.2 | NA | NA | GREY | 90 | 170 | NS | NA | NA | NA | NA | NA | NA | NA | GB | 9021109000 | 200
31 | ADMs for ADM Modular System | C-Pro Direct Ltd | YES | C-Pro Direct Ireland | HPRA | C-Pro Direct Ltd | MHRA | MDD / MDR | Class 1 | GS1 | 506059152ADMNA35 | GMDN | 36206 | Ankle/Foot Orthosis | 90170GXXSRL | 90STJ 170TTJ GREY EXTRA EXTRA SMALL RIGHT ADM LOW | 5056293017268 | TBD 00000614 | XXS LOW | RIGHT | NA | NA | NA | 93 | 102 | 125 | EACH | EACH | 1 | 22 | 10 | 10 | 2200 | 0.2 | NA | NA | GREY | 90 | 170 | NS | NA | NA | NA | NA | NA | NA | NA | GB | 9021109000 | 200
31 | ADMs for ADM Modular System | C-Pro Direct Ltd | YES | C-Pro Direct Ireland | HPRA | C-Pro Direct Ltd | MHRA | MDD / MDR | Class 1 | GS1 | 506059152ADMNA35 | GMDN | 36206 | Ankle/Foot Orthosis | 90170GXXSRN | 90STJ 170TTJ GREY EXTRA EXTRA SMALL RIGHT ADM | 5056293009614 | TBD 00000615 | XXS | RIGHT | NA | NA | NA | 93 | 122 | 135 | EACH | EACH | 1 | 22 | 10 | 10 | 2200 | 0.2 | NA | NA | GREY | 90 | 170 | NS | NA | NA | NA | NA | NA | NA | NA | GB | 9021109000 | 200
31 | ADMs for ADM Modular System | C-Pro Direct Ltd | YES | C-Pro Direct Ireland | HPRA | C-Pro Direct Ltd | MHRA | MDD / MDR | Class 1 | GS1 | 506059152ADMNA35 | GMDN | 36206 | Ankle/Foot Orthosis | 90170GXXXSLL | 90STJ 170TTJ GREY XXX-Small LEFT ADM LOW | 5056293017596 | TBD 00000616 | XXXS LOW | LEFT | NA | NA | NA | 67 | 92 | 105 | EACH | EACH | 1 | 22 | 10 | 10 | 2200 | 0.2 | NA | NA | GREY | 90 | 170 | NS | NA | NA | NA | NA | NA | NA | NA | GB | 9021109000 | 200
31 | ADMs for ADM Modular System | C-Pro Direct Ltd | YES | C-Pro Direct Ireland | HPRA | C-Pro Direct Ltd | MHRA | MDD / MDR | Class 1 | GS1 | 506059152ADMNA35 | GMDN | 36206 | Ankle/Foot Orthosis | 90170GXXXSLN | 90STJ 170TTJ GREY XXX-Small LEFT ADM | 5056293010979 | TBD 00000617 | XXXS | LEFT | NA | NA | NA | 67 | 92 | 115 | EACH | EACH | 1 | 22 | 10 | 10 | 2200 | 0.2 | NA | NA | GREY | 90 | 170 | NS | NA | NA | NA | NA | NA | NA | NA | GB | 9021109000 | 200
31 | ADMs for ADM Modular System | C-Pro Direct Ltd | YES | C-Pro Direct Ireland | HPRA | C-Pro Direct Ltd | MHRA | MDD / MDR | Class 1 | GS1 | 506059152ADMNA35 | GMDN | 36206 | Ankle/Foot Orthosis | 90170GXXXSRL | 90STJ 170TTJ GREY XXX-Small RIGHT ADM LOW | 5056293017602 | TBD 00000618 | XXXS LOW | RIGHT | NA | NA | NA | 67 | 92 | 105 | EACH | EACH | 1 | 22 | 10 | 10 | 2200 | 0.2 | NA | NA | GREY | 90 | 170 | NS | NA | NA | NA | NA | NA | NA | NA | GB | 9021109000 | 200
31 | ADMs for ADM Modular System | C-Pro Direct Ltd | YES | C-Pro Direct Ireland | HPRA | C-Pro Direct Ltd | MHRA | MDD / MDR | Class 1 | GS1 | 506059152ADMNA35 | GMDN | 36206 | Ankle/Foot Orthosis | 90170GXXXSRN | 90STJ 170TTJ GREY XXX-Small RIGHT ADM | 5056293011235 | TBD 00000619 | XXXS | RIGHT | NA | NA | NA | 67 | 92 | 115 | EACH | EACH | 1 | 22 | 10 | 10 | 2200 | 0.2 | NA | NA | GREY | 90 | 170 | NS | NA | NA | NA | NA | NA | NA | NA | GB | 9021109000 | 200
31 | ADMs for ADM Modular System | C-Pro Direct Ltd | YES | C-Pro Direct Ireland | HPRA | C-Pro Direct Ltd | MHRA | MDD / MDR | Class 1 | GS1 | 506059152ADMNA35 | GMDN | 36206 | Ankle/Foot Orthosis | 9070GXXSLL | 90STJ 70TTJ GREY EXTRA EXTRA SMALL LEFT ADM LOW | 5056293017275 | TBD 00000620 | XXS LOW | LEFT | NA | NA | NA | 93 | 102 | 125 | EACH | EACH | 1 | 22 | 10 | 10 | 2200 | 0.2 | NA | NA | GREY | 90 | 70 | NS | NA | NA | NA | NA | NA | NA | NA | GB | 9021109000 | 200
31 | ADMs for ADM Modular System | C-Pro Direct Ltd | YES | C-Pro Direct Ireland | HPRA | C-Pro Direct Ltd | MHRA | MDD / MDR | Class 1 | GS1 | 506059152ADMNA35 | GMDN | 36206 | Ankle/Foot Orthosis | 9070GXXSLN | 90STJ 70TTJ GREY EXTRA EXTRA SMALL LEFT ADM | 5056293009621 | TBD 00000621 | XXS | LEFT | NA | NA | NA | 93 | 122 | 135 | EACH | EACH | 1 | 22 | 10 | 10 | 2200 | 0.2 | NA | NA | GREY | 90 | 70 | NS | NA | NA | NA | NA | NA | NA | NA | GB | 9021109000 | 200
31 | ADMs for ADM Modular System | C-Pro Direct Ltd | YES | C-Pro Direct Ireland | HPRA | C-Pro Direct Ltd | MHRA | MDD / MDR | Class 1 | GS1 | 506059152ADMNA35 | GMDN | 36206 | Ankle/Foot Orthosis | 9070GXXSRL | 90STJ 70TTJ GREY EXTRA EXTRA SMALL RIGHT ADM LOW | 5056293017282 | TBD 00000622 | XXS LOW | RIGHT | NA | NA | NA | 93 | 102 | 125 | EACH | EACH | 1 | 22 | 10 | 10 | 2200 | 0.2 | NA | NA | GREY | 90 | 70 | NS | NA | NA | NA | NA | NA | NA | NA | GB | 9021109000 | 200
31 | ADMs for ADM Modular System | C-Pro Direct Ltd | YES | C-Pro Direct Ireland | HPRA | C-Pro Direct Ltd | MHRA | MDD / MDR | Class 1 | GS1 | 506059152ADMNA35 | GMDN | 36206 | Ankle/Foot Orthosis | 9070GXXSRN | 90STJ 70TTJ GREY EXTRA EXTRA SMALL RIGHT ADM | 5056293009638 | TBD 00000623 | XXS | RIGHT | NA | NA | NA | 93 | 122 | 135 | EACH | EACH | 1 | 22 | 10 | 10 | 2200 | 0.2 | NA | NA | GREY | 90 | 70 | NS | NA | NA | NA | NA | NA | NA | NA | GB | 9021109000 | 200
31 | ADMs for ADM Modular System | C-Pro Direct Ltd | YES | C-Pro Direct Ireland | HPRA | C-Pro Direct Ltd | MHRA | MDD / MDR | Class 1 | GS1 | 506059152ADMNA35 | GMDN | 36206 | Ankle/Foot Orthosis | 9070GXXXSLL | 90STJ 70TTJ GREY XXX-Small LEFT ADM LOW | 5056293017619 | TBD 00000624 | XXXS LOW | LEFT | NA | NA | NA | 67 | 92 | 105 | EACH | EACH | 1 | 22 | 10 | 10 | 2200 | 0.2 | NA | NA | GREY | 90 | 70 | NS | NA | NA | NA | NA | NA | NA | NA | GB | 9021109000 | 200
31 | ADMs for ADM Modular System | C-Pro Direct Ltd | YES | C-Pro Direct Ireland | HPRA | C-Pro Direct Ltd | MHRA | MDD / MDR | Class 1 | GS1 | 506059152ADMNA35 | GMDN | 36206 | Ankle/Foot Orthosis | 9070GXXXSLN | 90STJ 70TTJ GREY XXX-Small LEFT ADM | 5056293010849 | TBD 00000625 | XXXS | LEFT | NA | NA | NA | 67 | 92 | 115 | EACH | EACH | 1 | 22 | 10 | 10 | 2200 | 0.2 | NA | NA | GREY | 90 | 70 | NS | NA | NA | NA | NA | NA | NA | NA | GB | 9021109000 | 200
31 | ADMs for ADM Modular System | C-Pro Direct Ltd | YES | C-Pro Direct Ireland | HPRA | C-Pro Direct Ltd | MHRA | MDD / MDR | Class 1 | GS1 | 506059152ADMNA35 | GMDN | 36206 | Ankle/Foot Orthosis | 9070GXXXSRL | 90STJ 70TTJ GREY XXX-Small RIGHT ADM LOW | 5056293017626 | TBD 00000626 | XXXS LOW | RIGHT | NA | NA | NA | 67 | 92 | 105 | EACH | EACH | 1 | 22 | 10 | 10 | 2200 | 0.2 | NA | NA | GREY | 90 | 70 | NS | NA | NA | NA | NA | NA | NA | NA | GB | 9021109000 | 200
31 | ADMs for ADM Modular System | C-Pro Direct Ltd | YES | C-Pro Direct Ireland | HPRA | C-Pro Direct Ltd | MHRA | MDD / MDR | Class 1 | GS1 | 506059152ADMNA35 | GMDN | 36206 | Ankle/Foot Orthosis | 9070GXXXSRN | 90STJ 70TTJ GREY XXX-Small RIGHT ADM | 5056293011105 | TBD 00000627 | XXXS | RIGHT | NA | NA | NA | 67 | 92 | 115 | EACH | EACH | 1 | 22 | 10 | 10 | 2200 | 0.2 | NA | NA | GREY | 90 | 70 | NS | NA | NA | NA | NA | NA | NA | NA | GB | 9021109000 | 200
31 | ADMs for ADM Modular System | C-Pro Direct Ltd | YES | C-Pro Direct Ireland | HPRA | C-Pro Direct Ltd | MHRA | MDD / MDR | Class 1 | GS1 | 506059152ADMNA35 | GMDN | 36206 | Ankle/Foot Orthosis | 9090GXXSLL | 90STJ 90TTJ GREY EXTRA EXTRA SMALL LEFT ADM LOW | 5056293017299 | TBD 00000628 | XXS LOW | LEFT | NA | NA | NA | 93 | 102 | 125 | EACH | EACH | 1 | 22 | 10 | 10 | 2200 | 0.2 | NA | NA | GREY | 90 | 90 | NS | NA | NA | NA | NA | NA | NA | NA | GB | 9021109000 | 200
31 | ADMs for ADM Modular System | C-Pro Direct Ltd | YES | C-Pro Direct Ireland | HPRA | C-Pro Direct Ltd | MHRA | MDD / MDR | Class 1 | GS1 | 506059152ADMNA35 | GMDN | 36206 | Ankle/Foot Orthosis | 9090GXXSLN | 90STJ 90TTJ GREY EXTRA EXTRA SMALL LEFT ADM | 5056293009645 | TBD 00000629 | XXS | LEFT | NA | NA | NA | 93 | 122 | 135 | EACH | EACH | 1 | 22 | 10 | 10 | 2200 | 0.2 | NA | NA | GREY | 90 | 90 | NS | NA | NA | NA | NA | NA | NA | NA | GB | 9021109000 | 200
31 | ADMs for ADM Modular System | C-Pro Direct Ltd | YES | C-Pro Direct Ireland | HPRA | C-Pro Direct Ltd | MHRA | MDD / MDR | Class 1 | GS1 | 506059152ADMNA35 | GMDN | 36206 | Ankle/Foot Orthosis | 9090GXXSRL | 90STJ 90TTJ GREY EXTRA EXTRA SMALL RIGHT ADM LOW | 5056293017305 | TBD 00000630 | XXS LOW | RIGHT | NA | NA | NA | 93 | 102 | 125 | EACH | EACH | 1 | 22 | 10 | 10 | 2200 | 0.2 | NA | NA | GREY | 90 | 90 | NS | NA | NA | NA | NA | NA | NA | NA | GB | 9021109000 | 200
31 | ADMs for ADM Modular System | C-Pro Direct Ltd | YES | C-Pro Direct Ireland | HPRA | C-Pro Direct Ltd | MHRA | MDD / MDR | Class 1 | GS1 | 506059152ADMNA35 | GMDN | 36206 | Ankle/Foot Orthosis | 9090GXXSRN | 90STJ 90TTJ GREY EXTRA EXTRA SMALL RIGHT ADM | 5056293009652 | TBD 00000631 | XXS | RIGHT | NA | NA | NA | 93 | 122 | 135 | EACH | EACH | 1 | 22 | 10 | 10 | 2200 | 0.2 | NA | NA | GREY | 90 | 90 | NS | NA | NA | NA | NA | NA | NA | NA | GB | 9021109000 | 200
31 | ADMs for ADM Modular System | C-Pro Direct Ltd | YES | C-Pro Direct Ireland | HPRA | C-Pro Direct Ltd | MHRA | MDD / MDR | Class 1 | GS1 | 506059152ADMNA35 | GMDN | 36206 | Ankle/Foot Orthosis | 9090GXXXSLL | 90STJ 90TTJ GREY XXX-Small LEFT ADM LOW | 5056293017633 | TBD 00000632 | XXXS LOW | LEFT | NA | NA | NA | 67 | 92 | 105 | EACH | EACH | 1 | 22 | 10 | 10 | 2200 | 0.2 | NA | NA | GREY | 90 | 90 | NS | NA | NA | NA | NA | NA | NA | NA | GB | 9021109000 | 200
31 | ADMs for ADM Modular System | C-Pro Direct Ltd | YES | C-Pro Direct Ireland | HPRA | C-Pro Direct Ltd | MHRA | MDD / MDR | Class 1 | GS1 | 506059152ADMNA35 | GMDN | 36206 | Ankle/Foot Orthosis | 9090GXXXSLN | 90STJ 90TTJ GREY XXX-Small LEFT ADM | 5056293010962 | TBD 00000633 | XXXS | LEFT | NA | NA | NA | 67 | 92 | 115 | EACH | EACH | 1 | 22 | 10 | 10 | 2200 | 0.2 | NA | NA | GREY | 90 | 90 | STD | NA | NA | NA | NA | NA | NA | NA | GB | 9021109000 | 200
31 | ADMs for ADM Modular System | C-Pro Direct Ltd | YES | C-Pro Direct Ireland | HPRA | C-Pro Direct Ltd | MHRA | MDD / MDR | Class 1 | GS1 | 506059152ADMNA35 | GMDN | 36206 | Ankle/Foot Orthosis | 9090GXXXSRL | 90STJ 90TTJ GREY XXX-Small RIGHT ADM LOW | 5056293017640 | TBD 00000634 | XXXS LOW | RIGHT | NA | NA | NA | 67 | 92 | 105 | EACH | EACH | 1 | 22 | 10 | 10 | 2200 | 0.2 | NA | NA | GREY | 90 | 90 | NS | NA | NA | NA | NA | NA | NA | NA | GB | 9021109000 | 200
31 | ADMs for ADM Modular System | C-Pro Direct Ltd | YES | C-Pro Direct Ireland | HPRA | C-Pro Direct Ltd | MHRA | MDD / MDR | Class 1 | GS1 | 506059152ADMNA35 | GMDN | 36206 | Ankle/Foot Orthosis | 9090GXXXSRN | 90STJ 90TTJ GREY XXX-Small RIGHT ADM | 5056293011228 | TBD 00000635 | XXXS | RIGHT | NA | NA | NA | 67 | 92 | 115 | EACH | EACH | 1 | 22 | 10 | 10 | 2200 | 0.2 | NA | NA | GREY | 90 | 90 | STD | NA | NA | NA | NA | NA | NA | NA | GB | 9021109000 | 200
31 | ADMs for ADM Modular System | C-Pro Direct Ltd | YES | C-Pro Direct Ireland | HPRA | C-Pro Direct Ltd | MHRA | MDD / MDR | Class 1 | GS1 | 506059152ADMNA35 | GMDN | 36206 | Ankle/Foot Orthosis | 9601330GLLN | 960STJ 1330TTJ GREY LARGE LEFT ADM | 5056293009669 | TBD 00000636 | L | LEFT | NA | NA | NA | 183 | 202 | 275 | EACH | EACH | 1 | 30 | 11 | 11 | 3630 | 0.33 | NA | NA | GREY | 960 | 1330 | STD | NA | NA | NA | NA | NA | NA | NA | GB | 9021109000 | 200
31 | ADMs for ADM Modular System | C-Pro Direct Ltd | YES | C-Pro Direct Ireland | HPRA | C-Pro Direct Ltd | MHRA | MDD / MDR | Class 1 | GS1 | 506059152ADMNA35 | GMDN | 36206 | Ankle/Foot Orthosis | 9601330GLRN | 960STJ 1330TTJ GREY LARGE RIGHT ADM | 5056293009676 | TBD 00000637 | L | RIGHT | NA | NA | NA | 183 | 202 | 275 | EACH | EACH | 1 | 30 | 11 | 11 | 3630 | 0.33 | NA | NA | GREY | 960 | 1330 | STD | NA | NA | NA | NA | NA | NA | NA | GB | 9021109000 | 200
31 | ADMs for ADM Modular System | C-Pro Direct Ltd | YES | C-Pro Direct Ireland | HPRA | C-Pro Direct Ltd | MHRA | MDD / MDR | Class 1 | GS1 | 506059152ADMNA35 | GMDN | 36206 | Ankle/Foot Orthosis | 9601330GMLLN | 960STJ 1330TTJ GREY MEDIUM-LARGE LEFT ADM | 5056293009683 | TBD 00000638 | ML | LEFT | NA | NA | NA | 163 | 192 | 235 | EACH | EACH | 1 | 30 | 11 | 11 | 3630 | 0.33 | NA | NA | GREY | 960 | 1330 | NS | NA | NA | NA | NA | NA | NA | NA | GB | 9021109000 | 200
31 | ADMs for ADM Modular System | C-Pro Direct Ltd | YES | C-Pro Direct Ireland | HPRA | C-Pro Direct Ltd | MHRA | MDD / MDR | Class 1 | GS1 | 506059152ADMNA35 | GMDN | 36206 | Ankle/Foot Orthosis | 9601330GMLRN | 960STJ 1330TTJ GREY MEDIUM-LARGE RIGHT ADM | 5056293009690 | TBD 00000639 | ML | RIGHT | NA | NA | NA | 163 | 192 | 235 | EACH | EACH | 1 | 30 | 11 | 11 | 3630 | 0.33 | NA | NA | GREY | 960 | 1330 | NS | NA | NA | NA | NA | NA | NA | NA | GB | 9021109000 | 200
31 | ADMs for ADM Modular System | C-Pro Direct Ltd | YES | C-Pro Direct Ireland | HPRA | C-Pro Direct Ltd | MHRA | MDD / MDR | Class 1 | GS1 | 506059152ADMNA35 | GMDN | 36206 | Ankle/Foot Orthosis | 960780GLLN | 960STJ 780TTJ GREY LARGE LEFT ADM | 5056293009706 | TBD 00000640 | L | LEFT | NA | NA | NA | 183 | 202 | 275 | EACH | EACH | 1 | 30 | 11 | 11 | 3630 | 0.33 | NA | NA | GREY | 960 | 780 | NS | NA | NA | NA | NA | NA | NA | NA | GB | 9021109000 | 200
31 | ADMs for ADM Modular System | C-Pro Direct Ltd | YES | C-Pro Direct Ireland | HPRA | C-Pro Direct Ltd | MHRA | MDD / MDR | Class 1 | GS1 | 506059152ADMNA35 | GMDN | 36206 | Ankle/Foot Orthosis | 960780GLRN | 960STJ 780TTJ GREY LARGE RIGHT ADM | 5056293009713 | TBD 00000641 | L | RIGHT | NA | NA | NA | 183 | 202 | 275 | EACH | EACH | 1 | 30 | 11 | 11 | 3630 | 0.33 | NA | NA | GREY | 960 | 780 | NS | NA | NA | NA | NA | NA | NA | NA | GB | 9021109000 | 200
31 | ADMs for ADM Modular System | C-Pro Direct Ltd | YES | C-Pro Direct Ireland | HPRA | C-Pro Direct Ltd | MHRA | MDD / MDR | Class 1 | GS1 | 506059152ADMNA35 | GMDN | 36206 | Ankle/Foot Orthosis | 960780GMLLN | 960STJ 780TTJ GREY MEDIUM-LARGE LEFT ADM | 5056293009720 | TBD 00000642 | ML | LEFT | NA | NA | NA | 163 | 192 | 235 | EACH | EACH | 1 | 30 | 11 | 11 | 3630 | 0.33 | NA | NA | GREY | 960 | 780 | NS | NA | NA | NA | NA | NA | NA | NA | GB | 9021109000 | 200
31 | ADMs for ADM Modular System | C-Pro Direct Ltd | YES | C-Pro Direct Ireland | HPRA | C-Pro Direct Ltd | MHRA | MDD / MDR | Class 1 | GS1 | 506059152ADMNA35 | GMDN | 36206 | Ankle/Foot Orthosis | 960780GMLRN | 960STJ 780TTJ GREY MEDIUM-LARGE RIGHT ADM | 5056293009737 | TBD 00000643 | ML | RIGHT | NA | NA | NA | 163 | 192 | 235 | EACH | EACH | 1 | 30 | 11 | 11 | 3630 | 0.33 | NA | NA | GREY | 960 | 780 | NS | NA | NA | NA | NA | NA | NA | NA | GB | 9021109000 | 200
31 | ADMs for ADM Modular System | C-Pro Direct Ltd | YES | C-Pro Direct Ireland | HPRA | C-Pro Direct Ltd | MHRA | MDD / MDR | Class 1 | GS1 | 506059152ADMNA35 | GMDN | 36206 | Ankle/Foot Orthosis | 960960GLLN | 960STJ 960TTJ GREY LARGE LEFT ADM | 5056293009744 | TBD 00000644 | L | LEFT | NA | NA | NA | 183 | 202 | 275 | EACH | EACH | 1 | 30 | 11 | 11 | 3630 | 0.33 | NA | NA | GREY | 960 | 960 | NS | NA | NA | NA | NA | NA | NA | NA | GB | 9021109000 | 200
31 | ADMs for ADM Modular System | C-Pro Direct Ltd | YES | C-Pro Direct Ireland | HPRA | C-Pro Direct Ltd | MHRA | MDD / MDR | Class 1 | GS1 | 506059152ADMNA35 | GMDN | 36206 | Ankle/Foot Orthosis | 960960GLRN | 960STJ 960TTJ GREY LARGE RIGHT ADM | 5056293009751 | TBD 00000645 | L | RIGHT | NA | NA | NA | 183 | 202 | 275 | EACH | EACH | 1 | 30 | 11 | 11 | 3630 | 0.33 | NA | NA | GREY | 960 | 960 | NS | NA | NA | NA | NA | NA | NA | NA | GB | 9021109000 | 200
31 | ADMs for ADM Modular System | C-Pro Direct Ltd | YES | C-Pro Direct Ireland | HPRA | C-Pro Direct Ltd | MHRA | MDD / MDR | Class 1 | GS1 | 506059152ADMNA35 | GMDN | 36206 | Ankle/Foot Orthosis | 960960GMLLN | 960STJ 960TTJ GREY MEDIUM-LARGE LEFT ADM | 5056293009768 | TBD 00000646 | ML | LEFT | NA | NA | NA | 163 | 192 | 235 | EACH | EACH | 1 | 30 | 11 | 11 | 3630 | 0.33 | NA | NA | GREY | 960 | 960 | STD | NA | NA | NA | NA | NA | NA | NA | GB | 9021109000 | 200
31 | ADMs for ADM Modular System | C-Pro Direct Ltd | YES | C-Pro Direct Ireland | HPRA | C-Pro Direct Ltd | MHRA | MDD / MDR | Class 1 | GS1 | 506059152ADMNA35 | GMDN | 36206 | Ankle/Foot Orthosis | 960960GMLRN | 960STJ 960TTJ GREY MEDIUM-LARGE RIGHT ADM | 5056293009775 | TBD 00000647 | ML | RIGHT | NA | NA | NA | 163 | 192 | 235 | EACH | EACH | 1 | 30 | 11 | 11 | 3630 | 0.33 | NA | NA | GREY | 960 | 960 | STD | NA | NA | NA | NA | NA | NA | NA | GB | 9021109000 | 200
32 | ADM External Rotation Bars | C-Pro Direct Ltd | YES | C-Pro Direct Ireland | HPRA | C-Pro Direct Ltd | MHRA | MDD / MDR | Class 1 | GS1 | 506059152ADMNA35 | GMDN | 36206 | Ankle/Foot Orthosis | CB210 | Articulating Clip Crossover Bar 210mm length | 5056293020091 | TBD 00000648 | 210 | NA | 210 | NA | NA | NA | NA | NA | EACH | EACH | 1 | 15 | 60 | 2 | 1800 | 0.05 | CROSSOVER | NA | BLACK | NA | NA | NA | NA | NA | NA | NA | NA | NA | NA | GB | 9021109000 | 30
32 | ADM External Rotation Bars | C-Pro Direct Ltd | YES | C-Pro Direct Ireland | HPRA | C-Pro Direct Ltd | MHRA | MDD / MDR | Class 1 | GS1 | 506059152ADMNA35 | GMDN | 36206 | Ankle/Foot Orthosis | CB230 | Articulating Clip Crossover Bar 230mm length | 5056293020107 | TBD 00000649 | 230 | NA | 230 | NA | NA | NA | NA | NA | EACH | EACH | 1 | 15 | 60 | 2 | 1800 | 0.05 | CROSSOVER | NA | BLACK | NA | NA | NA | NA | NA | NA | NA | NA | NA | NA | GB | 9021109000 | 30
32 | ADM External Rotation Bars | C-Pro Direct Ltd | YES | C-Pro Direct Ireland | HPRA | C-Pro Direct Ltd | MHRA | MDD / MDR | Class 1 | GS1 | 506059152ADMNA35 | GMDN | 36206 | Ankle/Foot Orthosis | BCRTL | Bar Clip Removal Tool Large (pack of 3 tools) | 5056293020046 | TBD 00000650 | LARGE | NA |  | NA | NA | NA | NA | NA | EACH | EACH | 1 | 10 | 6 | 1 | 60 | 0.05 | TOOL | NA | NA | NA | NA | NA | NA | NA | NA | NA | NA | NA | NA | GB | 9021109000 | 0
32 | ADM External Rotation Bars | C-Pro Direct Ltd | YES | C-Pro Direct Ireland | HPRA | C-Pro Direct Ltd | MHRA | MDD / MDR | Class 1 | GS1 | 506059152ADMNA35 | GMDN | 36206 | Ankle/Foot Orthosis | BCRTS | Bar Clip Removal Tool Small (pack of 3 tools) | 5056293020039 | TBD 00000651 | SMALL | NA |  | NA | NA | NA | NA | NA | EACH | EACH | 1 | 10 | 6 | 1 | 60 | 0.05 | TOOL | NA | NA | NA | NA | NA | NA | NA | NA | NA | NA | NA | NA | GB | 9021109000 | 0
32 | ADM External Rotation Bars | C-Pro Direct Ltd | YES | C-Pro Direct Ireland | HPRA | C-Pro Direct Ltd | MHRA | MDD / MDR | Class 1 | GS1 | 506059152ADMNA35 | GMDN | 36206 | Ankle/Foot Orthosis | ESB1303045 | ES ADM Bar 130mm Length Left 30 Right 45 | 5056293013048 | TBD 00000652 | EXTRA SHORT | NA | 130 | 30 | 45 | NA | NA | NA | EACH | EACH | 1 | 24 | 7 | 7 | 1176 | 0.05 | NA | NA | NA | NA | NA | NA | NA | NA | NA | NA | NA | NA | NA | GB | 9021109000 | 42
32 | ADM External Rotation Bars | C-Pro Direct Ltd | YES | C-Pro Direct Ireland | HPRA | C-Pro Direct Ltd | MHRA | MDD / MDR | Class 1 | GS1 | 506059152ADMNA35 | GMDN | 36206 | Ankle/Foot Orthosis | ESB1303060 | ES ADM Bar 130mm Length Left 30 Right 60 | 5056293012980 | TBD 00000653 | EXTRA SHORT | NA | 130 | 30 | 60 | NA | NA | NA | EACH | EACH | 1 | 24 | 7 | 7 | 1176 | 0.05 | NA | NA | NA | NA | NA | NA | NA | NA | NA | NA | NA | NA | NA | GB | 9021109000 | 42
32 | ADM External Rotation Bars | C-Pro Direct Ltd | YES | C-Pro Direct Ireland | HPRA | C-Pro Direct Ltd | MHRA | MDD / MDR | Class 1 | GS1 | 506059152ADMNA35 | GMDN | 36206 | Ankle/Foot Orthosis | ESB1303070 | ES ADM Bar 130mm Length Left 30 Right 70 | 5056293015080 | TBD 00000654 | EXTRA SHORT | NA | 130 | 30 | 70 | NA | NA | NA | EACH | EACH | 1 | 24 | 7 | 7 | 1176 | 0.05 | NA | NA | NA | NA | NA | NA | NA | NA | NA | NA | NA | NA | NA | GB | 9021109000 | 42
32 | ADM External Rotation Bars | C-Pro Direct Ltd | YES | C-Pro Direct Ireland | HPRA | C-Pro Direct Ltd | MHRA | MDD / MDR | Class 1 | GS1 | 506059152ADMNA35 | GMDN | 36206 | Ankle/Foot Orthosis | ESB1304530 | ES ADM Bar 130mm Length Left 45 Right 30 | 5056293013031 | TBD 00000655 | EXTRA SHORT | NA | 130 | 45 | 30 | NA | NA | NA | EACH | EACH | 1 | 24 | 7 | 7 | 1176 | 0.05 | NA | NA | NA | NA | NA | NA | NA | NA | NA | NA | NA | NA | NA | GB | 9021109000 | 42
32 | ADM External Rotation Bars | C-Pro Direct Ltd | YES | C-Pro Direct Ireland | HPRA | C-Pro Direct Ltd | MHRA | MDD / MDR | Class 1 | GS1 | 506059152ADMNA35 | GMDN | 36206 | Ankle/Foot Orthosis | ESB1304545 | ES ADM Bar 130mm Length Left 45 Right 45 | 5056293013055 | TBD 00000656 | EXTRA SHORT | NA | 130 | 45 | 45 | NA | NA | NA | EACH | EACH | 1 | 24 | 7 | 7 | 1176 | 0.05 | NA | NA | NA | NA | NA | NA | NA | NA | NA | NA | NA | NA | NA | GB | 9021109000 | 42
32 | ADM External Rotation Bars | C-Pro Direct Ltd | YES | C-Pro Direct Ireland | HPRA | C-Pro Direct Ltd | MHRA | MDD / MDR | Class 1 | GS1 | 506059152ADMNA35 | GMDN | 36206 | Ankle/Foot Orthosis | ESB1304560 | ES ADM Bar 130mm Length Left 45 Right 60 | 5056293013017 | TBD 00000657 | EXTRA SHORT | NA | 130 | 45 | 60 | NA | NA | NA | EACH | EACH | 1 | 24 | 7 | 7 | 1176 | 0.05 | NA | NA | NA | NA | NA | NA | NA | NA | NA | NA | NA | NA | NA | GB | 9021109000 | 42
32 | ADM External Rotation Bars | C-Pro Direct Ltd | YES | C-Pro Direct Ireland | HPRA | C-Pro Direct Ltd | MHRA | MDD / MDR | Class 1 | GS1 | 506059152ADMNA35 | GMDN | 36206 | Ankle/Foot Orthosis | ESB1304570 | ES ADM Bar 130mm Length Left 45 Right 70 | 5056293015097 | TBD 00000658 | EXTRA SHORT | NA | 130 | 45 | 70 | NA | NA | NA | EACH | EACH | 1 | 24 | 7 | 7 | 1176 | 0.05 | NA | NA | NA | NA | NA | NA | NA | NA | NA | NA | NA | NA | NA | GB | 9021109000 | 42
32 | ADM External Rotation Bars | C-Pro Direct Ltd | YES | C-Pro Direct Ireland | HPRA | C-Pro Direct Ltd | MHRA | MDD / MDR | Class 1 | GS1 | 506059152ADMNA35 | GMDN | 36206 | Ankle/Foot Orthosis | ESB1306030 | ES ADM Bar 130mm Length Left 60 Right 30 | 5056293012997 | TBD 00000659 | EXTRA SHORT | NA | 130 | 60 | 30 | NA | NA | NA | EACH | EACH | 1 | 24 | 7 | 7 | 1176 | 0.05 | NA | NA | NA | NA | NA | NA | NA | NA | NA | NA | NA | NA | NA | GB | 9021109000 | 42
32 | ADM External Rotation Bars | C-Pro Direct Ltd | YES | C-Pro Direct Ireland | HPRA | C-Pro Direct Ltd | MHRA | MDD / MDR | Class 1 | GS1 | 506059152ADMNA35 | GMDN | 36206 | Ankle/Foot Orthosis | ESB1306045 | ES ADM Bar 130mm Length Left 60 Right 45 | 5056293013024 | TBD 00000660 | EXTRA SHORT | NA | 130 | 60 | 45 | NA | NA | NA | EACH | EACH | 1 | 24 | 7 | 7 | 1176 | 0.05 | NA | NA | NA | NA | NA | NA | NA | NA | NA | NA | NA | NA | NA | GB | 9021109000 | 42
32 | ADM External Rotation Bars | C-Pro Direct Ltd | YES | C-Pro Direct Ireland | HPRA | C-Pro Direct Ltd | MHRA | MDD / MDR | Class 1 | GS1 | 506059152ADMNA35 | GMDN | 36206 | Ankle/Foot Orthosis | ESB1306060 | ES ADM Bar 130mm Length Left 60 Right 60 | 5056293013000 | TBD 00000661 | EXTRA SHORT | NA | 130 | 60 | 60 | NA | NA | NA | EACH | EACH | 1 | 24 | 7 | 7 | 1176 | 0.05 | NA | NA | NA | NA | NA | NA | NA | NA | NA | NA | NA | NA | NA | GB | 9021109000 | 42
32 | ADM External Rotation Bars | C-Pro Direct Ltd | YES | C-Pro Direct Ireland | HPRA | C-Pro Direct Ltd | MHRA | MDD / MDR | Class 1 | GS1 | 506059152ADMNA35 | GMDN | 36206 | Ankle/Foot Orthosis | ESB1307030 | ES ADM Bar 130mm Length Left 70 Right 30 | 5056293015103 | TBD 00000662 | EXTRA SHORT | NA | 130 | 70 | 30 | NA | NA | NA | EACH | EACH | 1 | 24 | 7 | 7 | 1176 | 0.05 | NA | NA | NA | NA | NA | NA | NA | NA | NA | NA | NA | NA | NA | GB | 9021109000 | 42
32 | ADM External Rotation Bars | C-Pro Direct Ltd | YES | C-Pro Direct Ireland | HPRA | C-Pro Direct Ltd | MHRA | MDD / MDR | Class 1 | GS1 | 506059152ADMNA35 | GMDN | 36206 | Ankle/Foot Orthosis | ESB1307045 | ES ADM Bar 130mm Length Left 70 Right 45 | 5056293015110 | TBD 00000663 | EXTRA SHORT | NA | 130 | 70 | 45 | NA | NA | NA | EACH | EACH | 1 | 24 | 7 | 7 | 1176 | 0.05 | NA | NA | NA | NA | NA | NA | NA | NA | NA | NA | NA | NA | NA | GB | 9021109000 | 42
32 | ADM External Rotation Bars | C-Pro Direct Ltd | YES | C-Pro Direct Ireland | HPRA | C-Pro Direct Ltd | MHRA | MDD / MDR | Class 1 | GS1 | 506059152ADMNA35 | GMDN | 36206 | Ankle/Foot Orthosis | ESB1307070 | ES ADM Bar 130mm Length Left 70 Right 70 | 5056293015127 | TBD 00000664 | EXTRA SHORT | NA | 130 | 70 | 70 | NA | NA | NA | EACH | EACH | 1 | 24 | 7 | 7 | 1176 | 0.05 | NA | NA | NA | NA | NA | NA | NA | NA | NA | NA | NA | NA | NA | GB | 9021109000 | 42
32 | ADM External Rotation Bars | C-Pro Direct Ltd | YES | C-Pro Direct Ireland | HPRA | C-Pro Direct Ltd | MHRA | MDD / MDR | Class 1 | GS1 | 506059152ADMNA35 | GMDN | 36206 | Ankle/Foot Orthosis | ESB1503045 | ES ADM Bar 150mm Length Left 30 Right 45 | 5056293013123 | TBD 00000665 | EXTRA SHORT | NA | 150 | 30 | 45 | NA | NA | NA | EACH | EACH | 1 | 24 | 7 | 7 | 1176 | 0.05 | NA | NA | NA | NA | NA | NA | NA | NA | NA | NA | NA | NA | NA | GB | 9021109000 | 42
32 | ADM External Rotation Bars | C-Pro Direct Ltd | YES | C-Pro Direct Ireland | HPRA | C-Pro Direct Ltd | MHRA | MDD / MDR | Class 1 | GS1 | 506059152ADMNA35 | GMDN | 36206 | Ankle/Foot Orthosis | ESB1503060 | ES ADM Bar 150mm Length Left 30 Right 60 | 5056293013062 | TBD 00000666 | EXTRA SHORT | NA | 150 | 30 | 60 | NA | NA | NA | EACH | EACH | 1 | 24 | 7 | 7 | 1176 | 0.05 | NA | NA | NA | NA | NA | NA | NA | NA | NA | NA | NA | NA | NA | GB | 9021109000 | 42
32 | ADM External Rotation Bars | C-Pro Direct Ltd | YES | C-Pro Direct Ireland | HPRA | C-Pro Direct Ltd | MHRA | MDD / MDR | Class 1 | GS1 | 506059152ADMNA35 | GMDN | 36206 | Ankle/Foot Orthosis | ESB1503070 | ES ADM Bar 150mm Length Left 30 Right 70 | 5056293015134 | TBD 00000667 | EXTRA SHORT | NA | 150 | 30 | 70 | NA | NA | NA | EACH | EACH | 1 | 24 | 7 | 7 | 1176 | 0.05 | NA | NA | NA | NA | NA | NA | NA | NA | NA | NA | NA | NA | NA | GB | 9021109000 | 42
32 | ADM External Rotation Bars | C-Pro Direct Ltd | YES | C-Pro Direct Ireland | HPRA | C-Pro Direct Ltd | MHRA | MDD / MDR | Class 1 | GS1 | 506059152ADMNA35 | GMDN | 36206 | Ankle/Foot Orthosis | ESB1504530 | ES ADM Bar 150mm Length Left 45 Right 30 | 5056293013116 | TBD 00000668 | EXTRA SHORT | NA | 150 | 45 | 30 | NA | NA | NA | EACH | EACH | 1 | 24 | 7 | 7 | 1176 | 0.05 | NA | NA | NA | NA | NA | NA | NA | NA | NA | NA | NA | NA | NA | GB | 9021109000 | 42
32 | ADM External Rotation Bars | C-Pro Direct Ltd | YES | C-Pro Direct Ireland | HPRA | C-Pro Direct Ltd | MHRA | MDD / MDR | Class 1 | GS1 | 506059152ADMNA35 | GMDN | 36206 | Ankle/Foot Orthosis | ESB1504545 | ES ADM Bar 150mm Length Left 45 Right 45 | 5056293013130 | TBD 00000669 | EXTRA SHORT | NA | 150 | 45 | 45 | NA | NA | NA | EACH | EACH | 1 | 24 | 7 | 7 | 1176 | 0.05 | NA | NA | NA | NA | NA | NA | NA | NA | NA | NA | NA | NA | NA | GB | 9021109000 | 42
32 | ADM External Rotation Bars | C-Pro Direct Ltd | YES | C-Pro Direct Ireland | HPRA | C-Pro Direct Ltd | MHRA | MDD / MDR | Class 1 | GS1 | 506059152ADMNA35 | GMDN | 36206 | Ankle/Foot Orthosis | ESB1504560 | ES ADM Bar 150mm Length Left 45 Right 60 | 5056293013093 | TBD 00000670 | EXTRA SHORT | NA | 150 | 45 | 60 | NA | NA | NA | EACH | EACH | 1 | 24 | 7 | 7 | 1176 | 0.05 | NA | NA | NA | NA | NA | NA | NA | NA | NA | NA | NA | NA | NA | GB | 9021109000 | 42
32 | ADM External Rotation Bars | C-Pro Direct Ltd | YES | C-Pro Direct Ireland | HPRA | C-Pro Direct Ltd | MHRA | MDD / MDR | Class 1 | GS1 | 506059152ADMNA35 | GMDN | 36206 | Ankle/Foot Orthosis | ESB1504570 | ES ADM Bar 150mm Length Left 45 Right 70 | 5056293015141 | TBD 00000671 | EXTRA SHORT | NA | 150 | 45 | 70 | NA | NA | NA | EACH | EACH | 1 | 24 | 7 | 7 | 1176 | 0.05 | NA | NA | NA | NA | NA | NA | NA | NA | NA | NA | NA | NA | NA | GB | 9021109000 | 42
32 | ADM External Rotation Bars | C-Pro Direct Ltd | YES | C-Pro Direct Ireland | HPRA | C-Pro Direct Ltd | MHRA | MDD / MDR | Class 1 | GS1 | 506059152ADMNA35 | GMDN | 36206 | Ankle/Foot Orthosis | ESB1506030 | ES ADM Bar 150mm Length Left 60 Right 30 | 5056293013079 | TBD 00000672 | EXTRA SHORT | NA | 150 | 60 | 30 | NA | NA | NA | EACH | EACH | 1 | 24 | 7 | 7 | 1176 | 0.05 | NA | NA | NA | NA | NA | NA | NA | NA | NA | NA | NA | NA | NA | GB | 9021109000 | 42
32 | ADM External Rotation Bars | C-Pro Direct Ltd | YES | C-Pro Direct Ireland | HPRA | C-Pro Direct Ltd | MHRA | MDD / MDR | Class 1 | GS1 | 506059152ADMNA35 | GMDN | 36206 | Ankle/Foot Orthosis | ESB1506045 | ES ADM Bar 150mm Length Left 60 Right 45 | 5056293013109 | TBD 00000673 | EXTRA SHORT | NA | 150 | 60 | 45 | NA | NA | NA | EACH | EACH | 1 | 24 | 7 | 7 | 1176 | 0.05 | NA | NA | NA | NA | NA | NA | NA | NA | NA | NA | NA | NA | NA | GB | 9021109000 | 42
32 | ADM External Rotation Bars | C-Pro Direct Ltd | YES | C-Pro Direct Ireland | HPRA | C-Pro Direct Ltd | MHRA | MDD / MDR | Class 1 | GS1 | 506059152ADMNA35 | GMDN | 36206 | Ankle/Foot Orthosis | ESB1506060 | ES ADM Bar 150mm Length Left 60 Right 60 | 5056293013086 | TBD 00000674 | EXTRA SHORT | NA | 150 | 60 | 60 | NA | NA | NA | EACH | EACH | 1 | 24 | 7 | 7 | 1176 | 0.05 | NA | NA | NA | NA | NA | NA | NA | NA | NA | NA | NA | NA | NA | GB | 9021109000 | 42
32 | ADM External Rotation Bars | C-Pro Direct Ltd | YES | C-Pro Direct Ireland | HPRA | C-Pro Direct Ltd | MHRA | MDD / MDR | Class 1 | GS1 | 506059152ADMNA35 | GMDN | 36206 | Ankle/Foot Orthosis | ESB1507030 | ES ADM Bar 150mm Length Left 70 Right 30 | 5056293015158 | TBD 00000675 | EXTRA SHORT | NA | 150 | 70 | 30 | NA | NA | NA | EACH | EACH | 1 | 24 | 7 | 7 | 1176 | 0.05 | NA | NA | NA | NA | NA | NA | NA | NA | NA | NA | NA | NA | NA | GB | 9021109000 | 42
32 | ADM External Rotation Bars | C-Pro Direct Ltd | YES | C-Pro Direct Ireland | HPRA | C-Pro Direct Ltd | MHRA | MDD / MDR | Class 1 | GS1 | 506059152ADMNA35 | GMDN | 36206 | Ankle/Foot Orthosis | ESB1507045 | ES ADM Bar 150mm Length Left 70 Right 45 | 5056293015165 | TBD 00000676 | EXTRA SHORT | NA | 150 | 70 | 45 | NA | NA | NA | EACH | EACH | 1 | 24 | 7 | 7 | 1176 | 0.05 | NA | NA | NA | NA | NA | NA | NA | NA | NA | NA | NA | NA | NA | GB | 9021109000 | 42
32 | ADM External Rotation Bars | C-Pro Direct Ltd | YES | C-Pro Direct Ireland | HPRA | C-Pro Direct Ltd | MHRA | MDD / MDR | Class 1 | GS1 | 506059152ADMNA35 | GMDN | 36206 | Ankle/Foot Orthosis | ESB1507070 | ES ADM Bar 150mm Length Left 70 Right 70 | 5056293015172 | TBD 00000677 | EXTRA SHORT | NA | 150 | 70 | 70 | NA | NA | NA | EACH | EACH | 1 | 24 | 7 | 7 | 1176 | 0.05 | NA | NA | NA | NA | NA | NA | NA | NA | NA | NA | NA | NA | NA | GB | 9021109000 | 42
32 | ADM External Rotation Bars | C-Pro Direct Ltd | YES | C-Pro Direct Ireland | HPRA | C-Pro Direct Ltd | MHRA | MDD / MDR | Class 1 | GS1 | 506059152ADMNA35 | GMDN | 36206 | Ankle/Foot Orthosis | ESB1303030 | ES ADM Bar 130mm Length Left 30 Right 30 | 5056293020473 | TBD 00000677a | EXTRA SHORT | NA | 130 | 30 | 30 | NA | NA | NA | EACH | EACH | 1 | 24 | 7 | 7 | 1176 | 0.05 | NA | NA | NA | NA | NA | NA | NA | NA | NA | NA | NA | NA | NA | GB | 9021109000 | 42
32 | ADM External Rotation Bars | C-Pro Direct Ltd | YES | C-Pro Direct Ireland | HPRA | C-Pro Direct Ltd | MHRA | MDD / MDR | Class 1 | GS1 | 506059152ADMNA35 | GMDN | 36206 | Ankle/Foot Orthosis | ESB1503030 | ES ADM Bar 150mm Length Left 30 Right 30 | 5056293020480 | TBD 00000677b | EXTRA SHORT | NA | 150 | 30 | 30 | NA | NA | NA | EACH | EACH | 1 | 24 | 7 | 7 | 1176 | 0.05 | NA | NA | NA | NA | NA | NA | NA | NA | NA | NA | NA | NA | NA | GB | 9021109000 | 42
32 | ADM External Rotation Bars | C-Pro Direct Ltd | YES | C-Pro Direct Ireland | HPRA | C-Pro Direct Ltd | MHRA | MDD / MDR | Class 1 | GS1 | 506059152ADMNA35 | GMDN | 36206 | Ankle/Foot Orthosis | LB230 | Large Bar 230mm length (pack of 3 bars) | 5056293006743 | TBD 00000678 | LARGE | NA | 230 | NA | NA | NA | NA | NA | EACH | EACH | 1 | 14 | 6 | 2 | 168 | 0.05 | NA | NA | NA | NA | NA | NA | NA | NA | NA | NA | NA | NA | NA | GB | 9021109000 | 0
32 | ADM External Rotation Bars | C-Pro Direct Ltd | YES | C-Pro Direct Ireland | HPRA | C-Pro Direct Ltd | MHRA | MDD / MDR | Class 1 | GS1 | 506059152ADMNA35 | GMDN | 36206 | Ankle/Foot Orthosis | LB250 | Large Bar 250mm length (pack of 3 bars) | 5056293006767 | TBD 00000679 | LARGE | NA | 250 | NA | NA | NA | NA | NA | EACH | EACH | 1 | 14 | 6 | 2 | 168 | 0.05 | NA | NA | NA | NA | NA | NA | NA | NA | NA | NA | NA | NA | NA | GB | 9021109000 | 0
32 | ADM External Rotation Bars | C-Pro Direct Ltd | YES | C-Pro Direct Ireland | HPRA | C-Pro Direct Ltd | MHRA | MDD / MDR | Class 1 | GS1 | 506059152ADMNA35 | GMDN | 36206 | Ankle/Foot Orthosis | LB270 | Large Bar 270mm length (pack of 3 bars) | 5056293006781 | TBD 00000680 | LARGE | NA | 270 | NA | NA | NA | NA | NA | EACH | EACH | 1 | 16 | 6 | 2 | 192 | 0.05 | NA | NA | NA | NA | NA | NA | NA | NA | NA | NA | NA | NA | NA | GB | 9021109000 | 0
32 | ADM External Rotation Bars | C-Pro Direct Ltd | YES | C-Pro Direct Ireland | HPRA | C-Pro Direct Ltd | MHRA | MDD / MDR | Class 1 | GS1 | 506059152ADMNA35 | GMDN | 36206 | Ankle/Foot Orthosis | LB290 | Large Bar 290mm length (pack of 3 bars) | 5056293006804 | TBD 00000681 | LARGE | NA | 290 | NA | NA | NA | NA | NA | EACH | EACH | 1 | 18 | 6 | 2 | 216 | 0.05 | NA | NA | NA | NA | NA | NA | NA | NA | NA | NA | NA | NA | NA | GB | 9021109000 | 0
32 | ADM External Rotation Bars | C-Pro Direct Ltd | YES | C-Pro Direct Ireland | HPRA | C-Pro Direct Ltd | MHRA | MDD / MDR | Class 1 | GS1 | 506059152ADMNA35 | GMDN | 36206 | Ankle/Foot Orthosis | LB310 | Large Bar 310mm length (pack of 3 bars) | 5056293006828 | TBD 00000682 | LARGE | NA | 310 | NA | NA | NA | NA | NA | EACH | EACH | 1 | 20 | 6 | 2 | 240 | 0.05 | NA | NA | NA | NA | NA | NA | NA | NA | NA | NA | NA | NA | NA | GB | 9021109000 | 0
32 | ADM External Rotation Bars | C-Pro Direct Ltd | YES | C-Pro Direct Ireland | HPRA | C-Pro Direct Ltd | MHRA | MDD / MDR | Class 1 | GS1 | 506059152ADMNA35 | GMDN | 36206 | Ankle/Foot Orthosis | LB330 | Large Bar 330mm length (pack of 3 bars) | 5056293006842 | TBD 00000683 | LARGE | NA | 330 | NA | NA | NA | NA | NA | EACH | EACH | 1 | 22 | 6 | 2 | 264 | 0.05 | NA | NA | NA | NA | NA | NA | NA | NA | NA | NA | NA | NA | NA | GB | 9021109000 | 0
32 | ADM External Rotation Bars | C-Pro Direct Ltd | YES | C-Pro Direct Ireland | HPRA | C-Pro Direct Ltd | MHRA | MDD / MDR | Class 1 | GS1 | 506059152ADMNA35 | GMDN | 36206 | Ankle/Foot Orthosis | LB350 | Large Bar 350mm length (pack of 3 bars) | 5056293006866 | TBD 00000684 | LARGE | NA | 350 | NA | NA | NA | NA | NA | EACH | EACH | 1 | 24 | 6 | 2 | 288 | 0.05 | NA | NA | NA | NA | NA | NA | NA | NA | NA | NA | NA | NA | NA | GB | 9021109000 | 0
32 | ADM External Rotation Bars | C-Pro Direct Ltd | YES | C-Pro Direct Ireland | HPRA | C-Pro Direct Ltd | MHRA | MDD / MDR | Class 1 | GS1 | 506059152ADMNA35 | GMDN | 36206 | Ankle/Foot Orthosis | LBK1 | Large Bar Kit 250mm to 310mm (4 bars) | 5056293014656 | TBD 00000685 | LARGE BAR KIT 1 | NA | 250-310 | NA | NA | NA | NA | NA | EACH | EACH | 1 | 20.5 | 10 | 2.5 | 513 | 0.1 | BAR KIT | NA | NA | NA | NA | NA | NA | NA | NA | NA | NA | NA | NA | GB | 9021109000 | 0
32 | ADM External Rotation Bars | C-Pro Direct Ltd | YES | C-Pro Direct Ireland | HPRA | C-Pro Direct Ltd | MHRA | MDD / MDR | Class 1 | GS1 | 506059152ADMNA35 | GMDN | 36206 | Ankle/Foot Orthosis | LBK2 | Large Bar Kit 330mm to 350mm (2 bars) | 5056293014670 | TBD 00000688 | LARGE BAR KIT 2 | NA | 330-350 | NA | NA | NA | NA | NA | EACH | EACH | 1 | 24 | 7.5 | 2.5 | 450 | 0.1 | BAR KIT | NA | NA | NA | NA | NA | NA | NA | NA | NA | NA | NA | NA | GB | 9021109000 | 0
32 | ADM External Rotation Bars | C-Pro Direct Ltd | YES | C-Pro Direct Ireland | HPRA | C-Pro Direct Ltd | MHRA | MDD / MDR | Class 1 | GS1 | 506059152ADMNA35 | GMDN | 36206 | Ankle/Foot Orthosis | SB170 | Small Bar 170mm length (pack of 3 bars) | 5056293006590 | TBD 00000691 | SMALL | NA | 170 | NA | NA | NA | NA | NA | EACH | EACH | 1 | 12 | 6 | 2 | 144 | 0.05 | NA | NA | NA | NA | NA | NA | NA | NA | NA | NA | NA | NA | NA | GB | 9021109000 | 0
32 | ADM External Rotation Bars | C-Pro Direct Ltd | YES | C-Pro Direct Ireland | HPRA | C-Pro Direct Ltd | MHRA | MDD / MDR | Class 1 | GS1 | 506059152ADMNA35 | GMDN | 36206 | Ankle/Foot Orthosis | SB190 | Small Bar 190mm length (pack of 3 bars) | 5056293006613 | TBD 00000692 | SMALL | NA | 190 | NA | NA | NA | NA | NA | EACH | EACH | 1 | 14 | 6 | 2 | 168 | 0.05 | NA | NA | NA | NA | NA | NA | NA | NA | NA | NA | NA | NA | NA | GB | 9021109000 | 0
32 | ADM External Rotation Bars | C-Pro Direct Ltd | YES | C-Pro Direct Ireland | HPRA | C-Pro Direct Ltd | MHRA | MDD / MDR | Class 1 | GS1 | 506059152ADMNA35 | GMDN | 36206 | Ankle/Foot Orthosis | SB210 | Small Bar 210mm length (pack of 3 bars) | 5056293006637 | TBD 00000693 | SMALL | NA | 210 | NA | NA | NA | NA | NA | EACH | EACH | 1 | 16 | 6 | 2 | 192 | 0.05 | NA | NA | NA | NA | NA | NA | NA | NA | NA | NA | NA | NA | NA | GB | 9021109000 | 0
32 | ADM External Rotation Bars | C-Pro Direct Ltd | YES | C-Pro Direct Ireland | HPRA | C-Pro Direct Ltd | MHRA | MDD / MDR | Class 1 | GS1 | 506059152ADMNA35 | GMDN | 36206 | Ankle/Foot Orthosis | SB230 | Small Bar 230mm length (pack of 3 bars) | 5056293006651 | TBD 00000694 | SMALL | NA | 230 | NA | NA | NA | NA | NA | EACH | EACH | 1 | 18 | 6 | 2 | 216 | 0.05 | NA | NA | NA | NA | NA | NA | NA | NA | NA | NA | NA | NA | NA | GB | 9021109000 | 0
32 | ADM External Rotation Bars | C-Pro Direct Ltd | YES | C-Pro Direct Ireland | HPRA | C-Pro Direct Ltd | MHRA | MDD / MDR | Class 1 | GS1 | 506059152ADMNA35 | GMDN | 36206 | Ankle/Foot Orthosis | SB250 | Small Bar 250mm length (pack of 3 bars) | 5056293006675 | TBD 00000695 | SMALL | NA | 250 | NA | NA | NA | NA | NA | EACH | EACH | 1 | 20 | 6 | 2 | 240 | 0.05 | NA | NA | NA | NA | NA | NA | NA | NA | NA | NA | NA | NA | NA | GB | 9021109000 | 0
32 | ADM External Rotation Bars | C-Pro Direct Ltd | YES | C-Pro Direct Ireland | HPRA | C-Pro Direct Ltd | MHRA | MDD / MDR | Class 1 | GS1 | 506059152ADMNA35 | GMDN | 36206 | Ankle/Foot Orthosis | SB270 | Small Bar 270mm length (pack of 3 bars) | 5056293006699 | TBD 00000696 | SMALL | NA | 270 | NA | NA | NA | NA | NA | EACH | EACH | 1 | 22 | 6 | 2 | 264 | 0.05 | NA | NA | NA | NA | NA | NA | NA | NA | NA | NA | NA | NA | NA | GB | 9021109000 | 0
32 | ADM External Rotation Bars | C-Pro Direct Ltd | YES | C-Pro Direct Ireland | HPRA | C-Pro Direct Ltd | MHRA | MDD / MDR | Class 1 | GS1 | 506059152ADMNA35 | GMDN | 36206 | Ankle/Foot Orthosis | SB290 | Small Bar 290mm length (pack of 3 bars) | 5056293006712 | TBD 00000697 | SMALL | NA | 290 | NA | NA | NA | NA | NA | EACH | EACH | 1 | 24 | 6 | 2 | 288 | 0.05 | NA | NA | NA | NA | NA | NA | NA | NA | NA | NA | NA | NA | NA | GB | 9021109000 | 0
32 | ADM External Rotation Bars | C-Pro Direct Ltd | YES | C-Pro Direct Ireland | HPRA | C-Pro Direct Ltd | MHRA | MDD / MDR | Class 1 | GS1 | 506059152ADMNA35 | GMDN | 36206 | Ankle/Foot Orthosis | SBK1 | Small Bar Kit 170mm to 250mm (5 bars) | 5056293014649 | TBD 00000698 | SMALL BAR KIT 1 | NA | 170-250 | NA | NA | NA | NA | NA | EACH | EACH | 1 | 20.5 | 10 | 2 | 410 | 0.1 | BAR KIT | NA | NA | NA | NA | NA | NA | NA | NA | NA | NA | NA | NA | GB | 9021109000 | 0
32 | ADM External Rotation Bars | C-Pro Direct Ltd | YES | C-Pro Direct Ireland | HPRA | C-Pro Direct Ltd | MHRA | MDD / MDR | Class 1 | GS1 | 506059152ADMNA35 | GMDN | 36206 | Ankle/Foot Orthosis | SBK2 | Small Bar Kit 270mm to 290mm (2 bars) | 5056293014663 | TBD 00000701 | SMALL BAR KIT 2 | NA | 270-290 | NA | NA | NA | NA | NA | EACH | EACH | 1 | 24 | 7.5 | 2.5 | 450 | 0.1 | BAR KIT | NA | NA | NA | NA | NA | NA | NA | NA | NA | NA | NA | NA | GB | 9021109000 | 0
33 | X-L ADMs for ADM Modular System | C-Pro Direct Ltd | YES | C-Pro Direct Ireland | HPRA | C-Pro Direct Ltd | MHRA | MDD / MDR | Class 1 | GS1 | 506059152ADMNA35 | GMDN | 36206 | Ankle/Foot Orthosis | 12401460GGXLLL | 1240STJ 1460TTJ GREY X-LARGE LEFT ADM WIDE | 5056293020510 | TBD 00000704 | X-L WIDE | LEFT | NA | NA | NA | 203 | 252 | 300 | EACH | EACH | 1 | 40 | 17 | 21 | 14280 | 0.5 | NA | NA | GREY | 1240 | 1460 | NS | NA | NA | NA | NA | NA | NA | NA | GB | 9021109000 | 400
33 | X-L ADMs for ADM Modular System | C-Pro Direct Ltd | YES | C-Pro Direct Ireland | HPRA | C-Pro Direct Ltd | MHRA | MDD / MDR | Class 1 | GS1 | 506059152ADMNA35 | GMDN | 36206 | Ankle/Foot Orthosis | 12401460GGXLLN | 1240STJ 1460TTJ GREY X-LARGE LEFT ADM | 5056293020527 | TBD 00000705 | X-L | LEFT | NA | NA | NA | 203 | 252 | 360 | EACH | EACH | 1 | 40 | 17 | 21 | 14280 | 0.5 | NA | NA | GREY | 1240 | 1460 | NS | NA | NA | NA | NA | NA | NA | NA | GB | 9021109000 | 400
33 | X-L ADMs for ADM Modular System | C-Pro Direct Ltd | YES | C-Pro Direct Ireland | HPRA | C-Pro Direct Ltd | MHRA | MDD / MDR | Class 1 | GS1 | 506059152ADMNA35 | GMDN | 36206 | Ankle/Foot Orthosis | 12401460GGXLRL | 1240STJ 1460TTJ GREY X-LARGE RIGHT ADM WIDE | 5056293020534 | TBD 00000706 | X-L WIDE | RIGHT | NA | NA | NA | 203 | 252 | 360 | EACH | EACH | 1 | 40 | 17 | 21 | 14280 | 0.5 | NA | NA | NA | 1240 | 1460 | NS | NA | NA | NA | NA | NA | NA | NA | GB | 9021109000 | 400
33 | X-L ADMs for ADM Modular System | C-Pro Direct Ltd | YES | C-Pro Direct Ireland | HPRA | C-Pro Direct Ltd | MHRA | MDD / MDR | Class 1 | GS1 | 506059152ADMNA35 | GMDN | 36206 | Ankle/Foot Orthosis | 12401460GGXLRN | 1240STJ 1460TTJ GREY X-LARGE RIGHT ADM | 5056293020541 | TBD 00000707 | X-L | RIGHT | NA | NA | NA | 203 | 252 | 360 | EACH | EACH | 1 | 40 | 17 | 21 | 14280 | 0.5 | NA | NA | NA | 1240 | 1460 | NS | NA | NA | NA | NA | NA | NA | NA | GB | 9021109000 | 400
33 | X-L ADMs for ADM Modular System | C-Pro Direct Ltd | YES | C-Pro Direct Ireland | HPRA | C-Pro Direct Ltd | MHRA | MDD / MDR | Class 1 | GS1 | 506059152ADMNA35 | GMDN | 36206 | Ankle/Foot Orthosis | 12401625GGXLLL | 1240STJ 1625TTJ GREY X-LARGE LEFT ADM WIDE | 5056293020558 | TBD 00000708 | X-L WIDE | LEFT | NA | NA | NA | 203 | 252 | 300 | EACH | EACH | 1 | 40 | 17 | 21 | 14280 | 0.5 | NA | NA | GREY | 1240 | 1625 | NS | NA | NA | NA | NA | NA | NA | NA | GB | 9021109000 | 400
33 | X-L ADMs for ADM Modular System | C-Pro Direct Ltd | YES | C-Pro Direct Ireland | HPRA | C-Pro Direct Ltd | MHRA | MDD / MDR | Class 1 | GS1 | 506059152ADMNA35 | GMDN | 36206 | Ankle/Foot Orthosis | 12401625GGXLLN | 1240STJ 1625TTJ GREY X-LARGE LEFT ADM | 5056293020565 | TBD 00000709 | X-L | LEFT | NA | NA | NA | 203 | 252 | 360 | EACH | EACH | 1 | 40 | 17 | 21 | 14280 | 0.5 | NA | NA | GREY | 1240 | 1625 | NS | NA | NA | NA | NA | NA | NA | NA | GB | 9021109000 | 400
33 | X-L ADMs for ADM Modular System | C-Pro Direct Ltd | YES | C-Pro Direct Ireland | HPRA | C-Pro Direct Ltd | MHRA | MDD / MDR | Class 1 | GS1 | 506059152ADMNA35 | GMDN | 36206 | Ankle/Foot Orthosis | 12401625GGXLRL | 1240STJ 1625TTJ GREY X-LARGE RIGHT ADM WIDE | 5056293020572 | TBD 00000710 | X-L WIDE | RIGHT | NA | NA | NA | 203 | 252 | 360 | EACH | EACH | 1 | 40 | 17 | 21 | 14280 | 0.5 | NA | NA | NA | 1240 | 1625 | NS | NA | NA | NA | NA | NA | NA | NA | GB | 9021109000 | 400
33 | X-L ADMs for ADM Modular System | C-Pro Direct Ltd | YES | C-Pro Direct Ireland | HPRA | C-Pro Direct Ltd | MHRA | MDD / MDR | Class 1 | GS1 | 506059152ADMNA35 | GMDN | 36206 | Ankle/Foot Orthosis | 12401625GGXLRN | 1240STJ 1625TTJ GREY X-LARGE RIGHT ADM | 5056293020589 | TBD 00000711 | X-L | RIGHT | NA | NA | NA | 203 | 252 | 360 | EACH | EACH | 1 | 40 | 17 | 21 | 14280 | 0.5 | NA | NA | NA | 1240 | 1625 | NS | NA | NA | NA | NA | NA | NA | NA | GB | 9021109000 | 400
33 | X-L ADMs for ADM Modular System | C-Pro Direct Ltd | YES | C-Pro Direct Ireland | HPRA | C-Pro Direct Ltd | MHRA | MDD / MDR | Class 1 | GS1 | 506059152ADMNA35 | GMDN | 36206 | Ankle/Foot Orthosis | 12401920GGXLLL | 1240STJ 1920TTJ GREY X-LARGE LEFT ADM WIDE | 5056293020596 | TBD 00000712 | X-L WIDE | LEFT | NA | NA | NA | 203 | 252 | 300 | EACH | EACH | 1 | 40 | 17 | 21 | 14280 | 0.5 | NA | NA | GREY | 1240 | 1920 | NS | NA | NA | NA | NA | NA | NA | NA | GB | 9021109000 | 400
33 | X-L ADMs for ADM Modular System | C-Pro Direct Ltd | YES | C-Pro Direct Ireland | HPRA | C-Pro Direct Ltd | MHRA | MDD / MDR | Class 1 | GS1 | 506059152ADMNA35 | GMDN | 36206 | Ankle/Foot Orthosis | 12401920GGXLLN | 1240STJ 1920TTJ GREY X-LARGE LEFT ADM | 5056293020602 | TBD 00000713 | X-L | LEFT | NA | NA | NA | 203 | 252 | 360 | EACH | EACH | 1 | 40 | 17 | 21 | 14280 | 0.5 | NA | NA | GREY | 1240 | 1920 | NS | NA | NA | NA | NA | NA | NA | NA | GB | 9021109000 | 400
33 | X-L ADMs for ADM Modular System | C-Pro Direct Ltd | YES | C-Pro Direct Ireland | HPRA | C-Pro Direct Ltd | MHRA | MDD / MDR | Class 1 | GS1 | 506059152ADMNA35 | GMDN | 36206 | Ankle/Foot Orthosis | 12401920GGXLRL | 1240STJ 1920TTJ GREY X-LARGE RIGHT ADM WIDE | 5056293020619 | TBD 00000714 | X-L WIDE | RIGHT | NA | NA | NA | 203 | 252 | 360 | EACH | EACH | 1 | 40 | 17 | 21 | 14280 | 0.5 | NA | NA | NA | 1240 | 1920 | NS | NA | NA | NA | NA | NA | NA | NA | GB | 9021109000 | 400
33 | X-L ADMs for ADM Modular System | C-Pro Direct Ltd | YES | C-Pro Direct Ireland | HPRA | C-Pro Direct Ltd | MHRA | MDD / MDR | Class 1 | GS1 | 506059152ADMNA35 | GMDN | 36206 | Ankle/Foot Orthosis | 12401920GGXLRN | 1240STJ 1920TTJ GREY X-LARGE RIGHT ADM | 5056293020626 | TBD 00000715 | X-L | RIGHT | NA | NA | NA | 203 | 252 | 360 | EACH | EACH | 1 | 40 | 17 | 21 | 14280 | 0.5 | NA | NA | NA | 1240 | 1920 | NS | NA | NA | NA | NA | NA | NA | NA | GB | 9021109000 | 400
33 | X-L ADMs for ADM Modular System | C-Pro Direct Ltd | YES | C-Pro Direct Ireland | HPRA | C-Pro Direct Ltd | MHRA | MDD / MDR | Class 1 | GS1 | 506059152ADMNA35 | GMDN | 36206 | Ankle/Foot Orthosis | 12403200GGXLLL | 1240STJ 3200TTJ GREY X-LARGE LEFT ADM WIDE | 5056293020633 | TBD 00000716 | X-L WIDE | LEFT | NA | NA | NA | 203 | 252 | 300 | EACH | EACH | 1 | 40 | 17 | 21 | 14280 | 0.5 | NA | NA | GREY | 1240 | 3200 | NS | NA | NA | NA | NA | NA | NA | NA | GB | 9021109000 | 400
33 | X-L ADMs for ADM Modular System | C-Pro Direct Ltd | YES | C-Pro Direct Ireland | HPRA | C-Pro Direct Ltd | MHRA | MDD / MDR | Class 1 | GS1 | 506059152ADMNA35 | GMDN | 36206 | Ankle/Foot Orthosis | 12403200GGXLLN | 1240STJ 3200TTJ GREY X-LARGE LEFT ADM | 5056293020640 | TBD 00000717 | X-L | LEFT | NA | NA | NA | 203 | 252 | 360 | EACH | EACH | 1 | 40 | 17 | 21 | 14280 | 0.5 | NA | NA | GREY | 1240 | 3200 | NS | NA | NA | NA | NA | NA | NA | NA | GB | 9021109000 | 400
33 | X-L ADMs for ADM Modular System | C-Pro Direct Ltd | YES | C-Pro Direct Ireland | HPRA | C-Pro Direct Ltd | MHRA | MDD / MDR | Class 1 | GS1 | 506059152ADMNA35 | GMDN | 36206 | Ankle/Foot Orthosis | 12403200GGXLRL | 1240STJ 3200TTJ GREY X-LARGE RIGHT ADM WIDE | 5056293020657 | TBD 00000718 | X-L WIDE | RIGHT | NA | NA | NA | 203 | 252 | 360 | EACH | EACH | 1 | 40 | 17 | 21 | 14280 | 0.5 | NA | NA | NA | 1240 | 3200 | NS | NA | NA | NA | NA | NA | NA | NA | GB | 9021109000 | 400
33 | X-L ADMs for ADM Modular System | C-Pro Direct Ltd | YES | C-Pro Direct Ireland | HPRA | C-Pro Direct Ltd | MHRA | MDD / MDR | Class 1 | GS1 | 506059152ADMNA35 | GMDN | 36206 | Ankle/Foot Orthosis | 12403200GGXLRN | 1240STJ 3200TTJ GREY X-LARGE RIGHT ADM | 5056293020664 | TBD 00000719 | X-L | RIGHT | NA | NA | NA | 203 | 252 | 360 | EACH | EACH | 1 | 40 | 17 | 21 | 14280 | 0.5 | NA | NA | NA | 1240 | 3200 | NS | NA | NA | NA | NA | NA | NA | NA | GB | 9021109000 | 400
33 | X-L ADMs for ADM Modular System | C-Pro Direct Ltd | YES | C-Pro Direct Ireland | HPRA | C-Pro Direct Ltd | MHRA | MDD / MDR | Class 1 | GS1 | 506059152ADMNA35 | GMDN | 36206 | Ankle/Foot Orthosis | 14601460GGXLLL | 1460STJ 1460TTJ GREY X-LARGE LEFT ADM WIDE | 5056293020671 | TBD 00000720 | X-L WIDE | LEFT | NA | NA | NA | 203 | 252 | 300 | EACH | EACH | 1 | 40 | 17 | 21 | 14280 | 0.5 | NA | NA | GREY | 1460 | 1460 | NS | NA | NA | NA | NA | NA | NA | NA | GB | 9021109000 | 400
33 | X-L ADMs for ADM Modular System | C-Pro Direct Ltd | YES | C-Pro Direct Ireland | HPRA | C-Pro Direct Ltd | MHRA | MDD / MDR | Class 1 | GS1 | 506059152ADMNA35 | GMDN | 36206 | Ankle/Foot Orthosis | 14601460GGXLLN | 1460STJ 1460TTJ GREY X-LARGE LEFT ADM | 5056293020688 | TBD 00000721 | X-L | LEFT | NA | NA | NA | 203 | 252 | 360 | EACH | EACH | 1 | 40 | 17 | 21 | 14280 | 0.5 | NA | NA | GREY | 1460 | 1460 | NS | NA | NA | NA | NA | NA | NA | NA | GB | 9021109000 | 400
33 | X-L ADMs for ADM Modular System | C-Pro Direct Ltd | YES | C-Pro Direct Ireland | HPRA | C-Pro Direct Ltd | MHRA | MDD / MDR | Class 1 | GS1 | 506059152ADMNA35 | GMDN | 36206 | Ankle/Foot Orthosis | 14601460GGXLRL | 1460STJ 1460TTJ GREY X-LARGE RIGHT ADM WIDE | 5056293020695 | TBD 00000722 | X-L WIDE | RIGHT | NA | NA | NA | 203 | 252 | 360 | EACH | EACH | 1 | 40 | 17 | 21 | 14280 | 0.5 | NA | NA | NA | 1460 | 1460 | NS | NA | NA | NA | NA | NA | NA | NA | GB | 9021109000 | 400
33 | X-L ADMs for ADM Modular System | C-Pro Direct Ltd | YES | C-Pro Direct Ireland | HPRA | C-Pro Direct Ltd | MHRA | MDD / MDR | Class 1 | GS1 | 506059152ADMNA35 | GMDN | 36206 | Ankle/Foot Orthosis | 14601460GGXLRN | 1460STJ 1460TTJ GREY X-LARGE RIGHT ADM | 5056293020701 | TBD 00000723 | X-L | RIGHT | NA | NA | NA | 203 | 252 | 360 | EACH | EACH | 1 | 40 | 17 | 21 | 14280 | 0.5 | NA | NA | NA | 1460 | 1460 | NS | NA | NA | NA | NA | NA | NA | NA | GB | 9021109000 | 400
33 | X-L ADMs for ADM Modular System | C-Pro Direct Ltd | YES | C-Pro Direct Ireland | HPRA | C-Pro Direct Ltd | MHRA | MDD / MDR | Class 1 | GS1 | 506059152ADMNA35 | GMDN | 36206 | Ankle/Foot Orthosis | 14601625GGXLLL | 1460STJ 1625TTJ GREY X-LARGE LEFT ADM WIDE | 5056293020718 | TBD 00000724 | X-L WIDE | LEFT | NA | NA | NA | 203 | 252 | 300 | EACH | EACH | 1 | 40 | 17 | 21 | 14280 | 0.5 | NA | NA | GREY | 1460 | 1625 | STD | NA | NA | NA | NA | NA | NA | NA | GB | 9021109000 | 400
33 | X-L ADMs for ADM Modular System | C-Pro Direct Ltd | YES | C-Pro Direct Ireland | HPRA | C-Pro Direct Ltd | MHRA | MDD / MDR | Class 1 | GS1 | 506059152ADMNA35 | GMDN | 36206 | Ankle/Foot Orthosis | 14601625GGXLLN | 1460STJ 1625TTJ GREY X-LARGE LEFT ADM | 5056293020725 | TBD 00000725 | X-L | LEFT | NA | NA | NA | 203 | 252 | 360 | EACH | EACH | 1 | 40 | 17 | 21 | 14280 | 0.5 | NA | NA | GREY | 1460 | 1625 | STD | NA | NA | NA | NA | NA | NA | NA | GB | 9021109000 | 400
33 | X-L ADMs for ADM Modular System | C-Pro Direct Ltd | YES | C-Pro Direct Ireland | HPRA | C-Pro Direct Ltd | MHRA | MDD / MDR | Class 1 | GS1 | 506059152ADMNA35 | GMDN | 36206 | Ankle/Foot Orthosis | 14601625GGXLRL | 1460STJ 1625TTJ GREY X-LARGE RIGHT ADM WIDE | 5056293020732 | TBD 00000726 | X-L WIDE | RIGHT | NA | NA | NA | 203 | 252 | 360 | EACH | EACH | 1 | 40 | 17 | 21 | 14280 | 0.5 | NA | NA | NA | 1460 | 1625 | STD | NA | NA | NA | NA | NA | NA | NA | GB | 9021109000 | 400
33 | X-L ADMs for ADM Modular System | C-Pro Direct Ltd | YES | C-Pro Direct Ireland | HPRA | C-Pro Direct Ltd | MHRA | MDD / MDR | Class 1 | GS1 | 506059152ADMNA35 | GMDN | 36206 | Ankle/Foot Orthosis | 14601625GGXLRN | 1460STJ 1625TTJ GREY X-LARGE RIGHT ADM | 5056293020749 | TBD 00000727 | X-L | RIGHT | NA | NA | NA | 203 | 252 | 360 | EACH | EACH | 1 | 40 | 17 | 21 | 14280 | 0.5 | NA | NA | NA | 1460 | 1625 | STD | NA | NA | NA | NA | NA | NA | NA | GB | 9021109000 | 400
33 | X-L ADMs for ADM Modular System | C-Pro Direct Ltd | YES | C-Pro Direct Ireland | HPRA | C-Pro Direct Ltd | MHRA | MDD / MDR | Class 1 | GS1 | 506059152ADMNA35 | GMDN | 36206 | Ankle/Foot Orthosis | 14601920GGXLLL | 1460STJ 1920TTJ GREY X-LARGE LEFT ADM WIDE | 5056293020756 | TBD 00000728 | X-L WIDE | LEFT | NA | NA | NA | 203 | 252 | 300 | EACH | EACH | 1 | 40 | 17 | 21 | 14280 | 0.5 | NA | NA | GREY | 1460 | 1920 | NS | NA | NA | NA | NA | NA | NA | NA | GB | 9021109000 | 400
33 | X-L ADMs for ADM Modular System | C-Pro Direct Ltd | YES | C-Pro Direct Ireland | HPRA | C-Pro Direct Ltd | MHRA | MDD / MDR | Class 1 | GS1 | 506059152ADMNA35 | GMDN | 36206 | Ankle/Foot Orthosis | 14601920GGXLLN | 1460STJ 1920TTJ GREY X-LARGE LEFT ADM | 5056293020763 | TBD 00000729 | X-L | LEFT | NA | NA | NA | 203 | 252 | 360 | EACH | EACH | 1 | 40 | 17 | 21 | 14280 | 0.5 | NA | NA | GREY | 1460 | 1920 | NS | NA | NA | NA | NA | NA | NA | NA | GB | 9021109000 | 400
33 | X-L ADMs for ADM Modular System | C-Pro Direct Ltd | YES | C-Pro Direct Ireland | HPRA | C-Pro Direct Ltd | MHRA | MDD / MDR | Class 1 | GS1 | 506059152ADMNA35 | GMDN | 36206 | Ankle/Foot Orthosis | 14601920GGXLRL | 1460STJ 1920TTJ GREY X-LARGE RIGHT ADM WIDE | 5056293020770 | TBD 00000730 | X-L WIDE | RIGHT | NA | NA | NA | 203 | 252 | 360 | EACH | EACH | 1 | 40 | 17 | 21 | 14280 | 0.5 | NA | NA | NA | 1460 | 1920 | NS | NA | NA | NA | NA | NA | NA | NA | GB | 9021109000 | 400
33 | X-L ADMs for ADM Modular System | C-Pro Direct Ltd | YES | C-Pro Direct Ireland | HPRA | C-Pro Direct Ltd | MHRA | MDD / MDR | Class 1 | GS1 | 506059152ADMNA35 | GMDN | 36206 | Ankle/Foot Orthosis | 14601920GGXLRN | 1460STJ 1920TTJ GREY X-LARGE RIGHT ADM | 5056293020787 | TBD 00000731 | X-L | RIGHT | NA | NA | NA | 203 | 252 | 360 | EACH | EACH | 1 | 40 | 17 | 21 | 14280 | 0.5 | NA | NA | NA | 1460 | 1920 | NS | NA | NA | NA | NA | NA | NA | NA | GB | 9021109000 | 400
33 | X-L ADMs for ADM Modular System | C-Pro Direct Ltd | YES | C-Pro Direct Ireland | HPRA | C-Pro Direct Ltd | MHRA | MDD / MDR | Class 1 | GS1 | 506059152ADMNA35 | GMDN | 36206 | Ankle/Foot Orthosis | 14602520GGXLLL | 1460STJ 2520TTJ GREY X-LARGE LEFT ADM WIDE | 5056293020794 | TBD 00000732 | X-L WIDE | LEFT | NA | NA | NA | 203 | 252 | 300 | EACH | EACH | 1 | 40 | 17 | 21 | 14280 | 0.5 | NA | NA | GREY | 1460 | 2520 | NS | NA | NA | NA | NA | NA | NA | NA | GB | 9021109000 | 400
33 | X-L ADMs for ADM Modular System | C-Pro Direct Ltd | YES | C-Pro Direct Ireland | HPRA | C-Pro Direct Ltd | MHRA | MDD / MDR | Class 1 | GS1 | 506059152ADMNA35 | GMDN | 36206 | Ankle/Foot Orthosis | 14602520GGXLLN | 1460STJ 2520TTJ GREY X-LARGE LEFT ADM | 5056293020800 | TBD 00000733 | X-L | LEFT | NA | NA | NA | 203 | 252 | 360 | EACH | EACH | 1 | 40 | 17 | 21 | 14280 | 0.5 | NA | NA | GREY | 1460 | 2520 | NS | NA | NA | NA | NA | NA | NA | NA | GB | 9021109000 | 400
33 | X-L ADMs for ADM Modular System | C-Pro Direct Ltd | YES | C-Pro Direct Ireland | HPRA | C-Pro Direct Ltd | MHRA | MDD / MDR | Class 1 | GS1 | 506059152ADMNA35 | GMDN | 36206 | Ankle/Foot Orthosis | 14602520GGXLRL | 1460STJ 2520TTJ GREY X-LARGE RIGHT ADM WIDE | 5056293020817 | TBD 00000734 | X-L WIDE | RIGHT | NA | NA | NA | 203 | 252 | 360 | EACH | EACH | 1 | 40 | 17 | 21 | 14280 | 0.5 | NA | NA | NA | 1460 | 2520 | NS | NA | NA | NA | NA | NA | NA | NA | GB | 9021109000 | 400
33 | X-L ADMs for ADM Modular System | C-Pro Direct Ltd | YES | C-Pro Direct Ireland | HPRA | C-Pro Direct Ltd | MHRA | MDD / MDR | Class 1 | GS1 | 506059152ADMNA35 | GMDN | 36206 | Ankle/Foot Orthosis | 14602520GGXLRN | 1460STJ 2520TTJ GREY X-LARGE RIGHT ADM | 5056293020824 | TBD 00000735 | X-L | RIGHT | NA | NA | NA | 203 | 252 | 360 | EACH | EACH | 1 | 40 | 17 | 21 | 14280 | 0.5 | NA | NA | NA | 1460 | 2520 | NS | NA | NA | NA | NA | NA | NA | NA | GB | 9021109000 | 400
33 | X-L ADMs for ADM Modular System | C-Pro Direct Ltd | YES | C-Pro Direct Ireland | HPRA | C-Pro Direct Ltd | MHRA | MDD / MDR | Class 1 | GS1 | 506059152ADMNA35 | GMDN | 36206 | Ankle/Foot Orthosis | 14603200GGXLLL | 1460STJ 3200TTJ GREY X-LARGE LEFT ADM WIDE | 5056293020831 | TBD 00000736 | X-L WIDE | LEFT | NA | NA | NA | 203 | 252 | 300 | EACH | EACH | 1 | 40 | 17 | 21 | 14280 | 0.5 | NA | NA | GREY | 1460 | 3200 | NS | NA | NA | NA | NA | NA | NA | NA | GB | 9021109000 | 400
33 | X-L ADMs for ADM Modular System | C-Pro Direct Ltd | YES | C-Pro Direct Ireland | HPRA | C-Pro Direct Ltd | MHRA | MDD / MDR | Class 1 | GS1 | 506059152ADMNA35 | GMDN | 36206 | Ankle/Foot Orthosis | 14603200GGXLLN | 1460STJ 3200TTJ GREY X-LARGE LEFT ADM | 5056293020848 | TBD 00000737 | X-L | LEFT | NA | NA | NA | 203 | 252 | 360 | EACH | EACH | 1 | 40 | 17 | 21 | 14280 | 0.5 | NA | NA | GREY | 1460 | 3200 | NS | NA | NA | NA | NA | NA | NA | NA | GB | 9021109000 | 400
33 | X-L ADMs for ADM Modular System | C-Pro Direct Ltd | YES | C-Pro Direct Ireland | HPRA | C-Pro Direct Ltd | MHRA | MDD / MDR | Class 1 | GS1 | 506059152ADMNA35 | GMDN | 36206 | Ankle/Foot Orthosis | 14603200GGXLRL | 1460STJ 3200TTJ GREY X-LARGE RIGHT ADM WIDE | 5056293020855 | TBD 00000738 | X-L WIDE | RIGHT | NA | NA | NA | 203 | 252 | 360 | EACH | EACH | 1 | 40 | 17 | 21 | 14280 | 0.5 | NA | NA | NA | 1460 | 3200 | NS | NA | NA | NA | NA | NA | NA | NA | GB | 9021109000 | 400
33 | X-L ADMs for ADM Modular System | C-Pro Direct Ltd | YES | C-Pro Direct Ireland | HPRA | C-Pro Direct Ltd | MHRA | MDD / MDR | Class 1 | GS1 | 506059152ADMNA35 | GMDN | 36206 | Ankle/Foot Orthosis | 14603200GGXLRN | 1460STJ 3200TTJ GREY X-LARGE RIGHT ADM | 5056293020862 | TBD 00000739 | X-L | RIGHT | NA | NA | NA | 203 | 252 | 360 | EACH | EACH | 1 | 40 | 17 | 21 | 14280 | 0.5 | NA | NA | NA | 1460 | 3200 | NS | NA | NA | NA | NA | NA | NA | NA | GB | 9021109000 | 400
33 | X-L ADMs for ADM Modular System | C-Pro Direct Ltd | YES | C-Pro Direct Ireland | HPRA | C-Pro Direct Ltd | MHRA | MDD / MDR | Class 1 | GS1 | 506059152ADMNA35 | GMDN | 36206 | Ankle/Foot Orthosis | 16251460GGXLLL | 1625STJ 1460TTJ GREY X-LARGE LEFT ADM WIDE | 5056293020879 | TBD 00000740 | X-L WIDE | LEFT | NA | NA | NA | 203 | 252 | 300 | EACH | EACH | 1 | 40 | 17 | 21 | 14280 | 0.5 | NA | NA | GREY | 1625 | 1460 | NS | NA | NA | NA | NA | NA | NA | NA | GB | 9021109000 | 400
33 | X-L ADMs for ADM Modular System | C-Pro Direct Ltd | YES | C-Pro Direct Ireland | HPRA | C-Pro Direct Ltd | MHRA | MDD / MDR | Class 1 | GS1 | 506059152ADMNA35 | GMDN | 36206 | Ankle/Foot Orthosis | 16251460GGXLLN | 1625STJ 1460TTJ GREY X-LARGE LEFT ADM | 5056293020886 | TBD 00000741 | X-L | LEFT | NA | NA | NA | 203 | 252 | 360 | EACH | EACH | 1 | 40 | 17 | 21 | 14280 | 0.5 | NA | NA | GREY | 1625 | 1460 | NS | NA | NA | NA | NA | NA | NA | NA | GB | 9021109000 | 400
33 | X-L ADMs for ADM Modular System | C-Pro Direct Ltd | YES | C-Pro Direct Ireland | HPRA | C-Pro Direct Ltd | MHRA | MDD / MDR | Class 1 | GS1 | 506059152ADMNA35 | GMDN | 36206 | Ankle/Foot Orthosis | 16251460GGXLRL | 1625STJ 1460TTJ GREY X-LARGE RIGHT ADM WIDE | 5056293020893 | TBD 00000742 | X-L WIDE | RIGHT | NA | NA | NA | 203 | 252 | 360 | EACH | EACH | 1 | 40 | 17 | 21 | 14280 | 0.5 | NA | NA | NA | 1625 | 1460 | NS | NA | NA | NA | NA | NA | NA | NA | GB | 9021109000 | 400
33 | X-L ADMs for ADM Modular System | C-Pro Direct Ltd | YES | C-Pro Direct Ireland | HPRA | C-Pro Direct Ltd | MHRA | MDD / MDR | Class 1 | GS1 | 506059152ADMNA35 | GMDN | 36206 | Ankle/Foot Orthosis | 16251460GGXLRN | 1625STJ 1460TTJ GREY X-LARGE RIGHT ADM | 5056293020909 | TBD 00000743 | X-L | RIGHT | NA | NA | NA | 203 | 252 | 360 | EACH | EACH | 1 | 40 | 17 | 21 | 14280 | 0.5 | NA | NA | NA | 1625 | 1460 | NS | NA | NA | NA | NA | NA | NA | NA | GB | 9021109000 | 400
33 | X-L ADMs for ADM Modular System | C-Pro Direct Ltd | YES | C-Pro Direct Ireland | HPRA | C-Pro Direct Ltd | MHRA | MDD / MDR | Class 1 | GS1 | 506059152ADMNA35 | GMDN | 36206 | Ankle/Foot Orthosis | 16251625GGXLLL | 1625STJ 1625TTJ GREY X-LARGE LEFT ADM WIDE | 5056293020916 | TBD 00000744 | X-L WIDE | LEFT | NA | NA | NA | 203 | 252 | 300 | EACH | EACH | 1 | 40 | 17 | 21 | 14280 | 0.5 | NA | NA | GREY | 1625 | 1625 | NS | NA | NA | NA | NA | NA | NA | NA | GB | 9021109000 | 400
33 | X-L ADMs for ADM Modular System | C-Pro Direct Ltd | YES | C-Pro Direct Ireland | HPRA | C-Pro Direct Ltd | MHRA | MDD / MDR | Class 1 | GS1 | 506059152ADMNA35 | GMDN | 36206 | Ankle/Foot Orthosis | 16251625GGXLLN | 1625STJ 1625TTJ GREY X-LARGE LEFT ADM | 5056293020923 | TBD 00000745 | X-L | LEFT | NA | NA | NA | 203 | 252 | 360 | EACH | EACH | 1 | 40 | 17 | 21 | 14280 | 0.5 | NA | NA | GREY | 1625 | 1625 | NS | NA | NA | NA | NA | NA | NA | NA | GB | 9021109000 | 400
33 | X-L ADMs for ADM Modular System | C-Pro Direct Ltd | YES | C-Pro Direct Ireland | HPRA | C-Pro Direct Ltd | MHRA | MDD / MDR | Class 1 | GS1 | 506059152ADMNA35 | GMDN | 36206 | Ankle/Foot Orthosis | 16251625GGXLRL | 1625STJ 1625TTJ GREY X-LARGE RIGHT ADM WIDE | 5056293020930 | TBD 00000746 | X-L WIDE | RIGHT | NA | NA | NA | 203 | 252 | 360 | EACH | EACH | 1 | 40 | 17 | 21 | 14280 | 0.5 | NA | NA | NA | 1625 | 1625 | NS | NA | NA | NA | NA | NA | NA | NA | GB | 9021109000 | 400
33 | X-L ADMs for ADM Modular System | C-Pro Direct Ltd | YES | C-Pro Direct Ireland | HPRA | C-Pro Direct Ltd | MHRA | MDD / MDR | Class 1 | GS1 | 506059152ADMNA35 | GMDN | 36206 | Ankle/Foot Orthosis | 16251625GGXLRN | 1625STJ 1625TTJ GREY X-LARGE RIGHT ADM | 5056293020947 | TBD 00000747 | X-L | RIGHT | NA | NA | NA | 203 | 252 | 360 | EACH | EACH | 1 | 40 | 17 | 21 | 14280 | 0.5 | NA | NA | NA | 1625 | 1625 | NS | NA | NA | NA | NA | NA | NA | NA | GB | 9021109000 | 400
33 | X-L ADMs for ADM Modular System | C-Pro Direct Ltd | YES | C-Pro Direct Ireland | HPRA | C-Pro Direct Ltd | MHRA | MDD / MDR | Class 1 | GS1 | 506059152ADMNA35 | GMDN | 36206 | Ankle/Foot Orthosis | 16251920GGXLLL | 1625STJ 1920TTJ GREY X-LARGE LEFT ADM WIDE | 5056293020954 | TBD 00000748 | X-L WIDE | LEFT | NA | NA | NA | 203 | 252 | 300 | EACH | EACH | 1 | 40 | 17 | 21 | 14280 | 0.5 | NA | NA | GREY | 1625 | 1920 | STD | NA | NA | NA | NA | NA | NA | NA | GB | 9021109000 | 400
33 | X-L ADMs for ADM Modular System | C-Pro Direct Ltd | YES | C-Pro Direct Ireland | HPRA | C-Pro Direct Ltd | MHRA | MDD / MDR | Class 1 | GS1 | 506059152ADMNA35 | GMDN | 36206 | Ankle/Foot Orthosis | 16251920GGXLLN | 1625STJ 1920TTJ GREY X-LARGE LEFT ADM | 5056293020961 | TBD 00000749 | X-L | LEFT | NA | NA | NA | 203 | 252 | 360 | EACH | EACH | 1 | 40 | 17 | 21 | 14280 | 0.5 | NA | NA | GREY | 1625 | 1920 | STD | NA | NA | NA | NA | NA | NA | NA | GB | 9021109000 | 400
33 | X-L ADMs for ADM Modular System | C-Pro Direct Ltd | YES | C-Pro Direct Ireland | HPRA | C-Pro Direct Ltd | MHRA | MDD / MDR | Class 1 | GS1 | 506059152ADMNA35 | GMDN | 36206 | Ankle/Foot Orthosis | 16251920GGXLRL | 1625STJ 1920TTJ GREY X-LARGE RIGHT ADM WIDE | 5056293020978 | TBD 00000750 | X-L WIDE | RIGHT | NA | NA | NA | 203 | 252 | 360 | EACH | EACH | 1 | 40 | 17 | 21 | 14280 | 0.5 | NA | NA | NA | 1625 | 1920 | STD | NA | NA | NA | NA | NA | NA | NA | GB | 9021109000 | 400
33 | X-L ADMs for ADM Modular System | C-Pro Direct Ltd | YES | C-Pro Direct Ireland | HPRA | C-Pro Direct Ltd | MHRA | MDD / MDR | Class 1 | GS1 | 506059152ADMNA35 | GMDN | 36206 | Ankle/Foot Orthosis | 16251920GGXLRN | 1625STJ 1920TTJ GREY X-LARGE RIGHT ADM | 5056293020985 | TBD 00000751 | X-L | RIGHT | NA | NA | NA | 203 | 252 | 360 | EACH | EACH | 1 | 40 | 17 | 21 | 14280 | 0.5 | NA | NA | NA | 1625 | 1920 | STD | NA | NA | NA | NA | NA | NA | NA | GB | 9021109000 | 400
33 | X-L ADMs for ADM Modular System | C-Pro Direct Ltd | YES | C-Pro Direct Ireland | HPRA | C-Pro Direct Ltd | MHRA | MDD / MDR | Class 1 | GS1 | 506059152ADMNA35 | GMDN | 36206 | Ankle/Foot Orthosis | 19201920GGXLLL | 1920STJ 1920TTJ GREY X-LARGE LEFT ADM WIDE | 5056293020992 | TBD 00000752 | X-L WIDE | LEFT | NA | NA | NA | 203 | 252 | 300 | EACH | EACH | 1 | 40 | 17 | 21 | 14280 | 0.5 | NA | NA | GREY | 1920 | 1920 | NS | NA | NA | NA | NA | NA | NA | NA | GB | 9021109000 | 400
33 | X-L ADMs for ADM Modular System | C-Pro Direct Ltd | YES | C-Pro Direct Ireland | HPRA | C-Pro Direct Ltd | MHRA | MDD / MDR | Class 1 | GS1 | 506059152ADMNA35 | GMDN | 36206 | Ankle/Foot Orthosis | 19201920GGXLLN | 1920STJ 1920TTJ GREY X-LARGE LEFT ADM | 5056293021005 | TBD 00000753 | X-L | LEFT | NA | NA | NA | 203 | 252 | 360 | EACH | EACH | 1 | 40 | 17 | 21 | 14280 | 0.5 | NA | NA | GREY | 1920 | 1920 | NS | NA | NA | NA | NA | NA | NA | NA | GB | 9021109000 | 400
33 | X-L ADMs for ADM Modular System | C-Pro Direct Ltd | YES | C-Pro Direct Ireland | HPRA | C-Pro Direct Ltd | MHRA | MDD / MDR | Class 1 | GS1 | 506059152ADMNA35 | GMDN | 36206 | Ankle/Foot Orthosis | 19201920GGXLRL | 1920STJ 1920TTJ GREY X-LARGE RIGHT ADM WIDE | 5056293021012 | TBD 00000754 | X-L WIDE | RIGHT | NA | NA | NA | 203 | 252 | 360 | EACH | EACH | 1 | 40 | 17 | 21 | 14280 | 0.5 | NA | NA | NA | 1920 | 1920 | NS | NA | NA | NA | NA | NA | NA | NA | GB | 9021109000 | 400
33 | X-L ADMs for ADM Modular System | C-Pro Direct Ltd | YES | C-Pro Direct Ireland | HPRA | C-Pro Direct Ltd | MHRA | MDD / MDR | Class 1 | GS1 | 506059152ADMNA35 | GMDN | 36206 | Ankle/Foot Orthosis | 19201920GGXLRN | 1920STJ 1920TTJ GREY X-LARGE RIGHT ADM | 5056293021029 | TBD 00000755 | X-L | RIGHT | NA | NA | NA | 203 | 252 | 360 | EACH | EACH | 1 | 40 | 17 | 21 | 14280 | 0.5 | NA | NA | NA | 1920 | 1920 | NS | NA | NA | NA | NA | NA | NA | NA | GB | 9021109000 | 400
33 | X-L ADMs for ADM Modular System | C-Pro Direct Ltd | YES | C-Pro Direct Ireland | HPRA | C-Pro Direct Ltd | MHRA | MDD / MDR | Class 1 | GS1 | 506059152ADMNA35 | GMDN | 36206 | Ankle/Foot Orthosis | 19202520GGXLLL | 1920STJ 2520TTJ GREY X-LARGE LEFT ADM WIDE | 5056293021036 | TBD 00000756 | X-L WIDE | LEFT | NA | NA | NA | 203 | 252 | 300 | EACH | EACH | 1 | 40 | 17 | 21 | 14280 | 0.5 | NA | NA | GREY | 1920 | 2520 | STD | NA | NA | NA | NA | NA | NA | NA | GB | 9021109000 | 400
33 | X-L ADMs for ADM Modular System | C-Pro Direct Ltd | YES | C-Pro Direct Ireland | HPRA | C-Pro Direct Ltd | MHRA | MDD / MDR | Class 1 | GS1 | 506059152ADMNA35 | GMDN | 36206 | Ankle/Foot Orthosis | 19202520GGXLLN | 1920STJ 2520TTJ GREY X-LARGE LEFT ADM | 5056293021043 | TBD 00000757 | X-L | LEFT | NA | NA | NA | 203 | 252 | 360 | EACH | EACH | 1 | 40 | 17 | 21 | 14280 | 0.5 | NA | NA | GREY | 1920 | 2520 | STD | NA | NA | NA | NA | NA | NA | NA | GB | 9021109000 | 400
33 | X-L ADMs for ADM Modular System | C-Pro Direct Ltd | YES | C-Pro Direct Ireland | HPRA | C-Pro Direct Ltd | MHRA | MDD / MDR | Class 1 | GS1 | 506059152ADMNA35 | GMDN | 36206 | Ankle/Foot Orthosis | 19202520GGXLRL | 1920STJ 2520TTJ GREY X-LARGE RIGHT ADM WIDE | 5056293021050 | TBD 00000758 | X-L WIDE | RIGHT | NA | NA | NA | 203 | 252 | 360 | EACH | EACH | 1 | 40 | 17 | 21 | 14280 | 0.5 | NA | NA | NA | 1920 | 2520 | STD | NA | NA | NA | NA | NA | NA | NA | GB | 9021109000 | 400
33 | X-L ADMs for ADM Modular System | C-Pro Direct Ltd | YES | C-Pro Direct Ireland | HPRA | C-Pro Direct Ltd | MHRA | MDD / MDR | Class 1 | GS1 | 506059152ADMNA35 | GMDN | 36206 | Ankle/Foot Orthosis | 19202520GGXLRN | 1920STJ 2520TTJ GREY X-LARGE RIGHT ADM | 5056293021067 | TBD 00000759 | X-L | RIGHT | NA | NA | NA | 203 | 252 | 360 | EACH | EACH | 1 | 40 | 17 | 21 | 14280 | 0.5 | NA | NA | NA | 1920 | 2520 | STD | NA | NA | NA | NA | NA | NA | NA | GB | 9021109000 | 400
33 | X-L ADMs for ADM Modular System | C-Pro Direct Ltd | YES | C-Pro Direct Ireland | HPRA | C-Pro Direct Ltd | MHRA | MDD / MDR | Class 1 | GS1 | 506059152ADMNA35 | GMDN | 36206 | Ankle/Foot Orthosis | 19203200GGXLLL | 1920STJ 3200TTJ GREY X-LARGE LEFT ADM WIDE | 5056293021074 | TBD 00000760 | X-L WIDE | LEFT | NA | NA | NA | 203 | 252 | 300 | EACH | EACH | 1 | 40 | 17 | 21 | 14280 | 0.5 | NA | NA | GREY | 1920 | 3200 | NS | NA | NA | NA | NA | NA | NA | NA | GB | 9021109000 | 400
33 | X-L ADMs for ADM Modular System | C-Pro Direct Ltd | YES | C-Pro Direct Ireland | HPRA | C-Pro Direct Ltd | MHRA | MDD / MDR | Class 1 | GS1 | 506059152ADMNA35 | GMDN | 36206 | Ankle/Foot Orthosis | 19203200GGXLLN | 1920STJ 3200TTJ GREY X-LARGE LEFT ADM | 5056293021081 | TBD 00000761 | X-L | LEFT | NA | NA | NA | 203 | 252 | 360 | EACH | EACH | 1 | 40 | 17 | 21 | 14280 | 0.5 | NA | NA | GREY | 1920 | 3200 | NS | NA | NA | NA | NA | NA | NA | NA | GB | 9021109000 | 400
33 | X-L ADMs for ADM Modular System | C-Pro Direct Ltd | YES | C-Pro Direct Ireland | HPRA | C-Pro Direct Ltd | MHRA | MDD / MDR | Class 1 | GS1 | 506059152ADMNA35 | GMDN | 36206 | Ankle/Foot Orthosis | 19203200GGXLRL | 1920STJ 3200TTJ GREY X-LARGE RIGHT ADM WIDE | 5056293021098 | TBD 00000762 | X-L WIDE | RIGHT | NA | NA | NA | 203 | 252 | 360 | EACH | EACH | 1 | 40 | 17 | 21 | 14280 | 0.5 | NA | NA | NA | 1920 | 3200 | NS | NA | NA | NA | NA | NA | NA | NA | GB | 9021109000 | 400
33 | X-L ADMs for ADM Modular System | C-Pro Direct Ltd | YES | C-Pro Direct Ireland | HPRA | C-Pro Direct Ltd | MHRA | MDD / MDR | Class 1 | GS1 | 506059152ADMNA35 | GMDN | 36206 | Ankle/Foot Orthosis | 19203200GGXLRN | 1920STJ 3200TTJ GREY X-LARGE RIGHT ADM | 5056293021104 | TBD 00000763 | X-L | RIGHT | NA | NA | NA | 203 | 252 | 360 | EACH | EACH | 1 | 40 | 17 | 21 | 14280 | 0.5 | NA | NA | NA | 1920 | 3200 | NS | NA | NA | NA | NA | NA | NA | NA | GB | 9021109000 | 400
33 | X-L ADMs for ADM Modular System | C-Pro Direct Ltd | YES | C-Pro Direct Ireland | HPRA | C-Pro Direct Ltd | MHRA | MDD / MDR | Class 1 | GS1 | 506059152ADMNA35 | GMDN | 36206 | Ankle/Foot Orthosis | 25202520GGXLLL | 2520STJ 2520TTJ GREY X-LARGE LEFT ADM WIDE | 5056293021111 | TBD 00000764 | X-L WIDE | LEFT | NA | NA | NA | 203 | 252 | 300 | EACH | EACH | 1 | 40 | 17 | 21 | 14280 | 0.5 | NA | NA | GREY | 2520 | 2520 | NS | NA | NA | NA | NA | NA | NA | NA | GB | 9021109000 | 400
33 | X-L ADMs for ADM Modular System | C-Pro Direct Ltd | YES | C-Pro Direct Ireland | HPRA | C-Pro Direct Ltd | MHRA | MDD / MDR | Class 1 | GS1 | 506059152ADMNA35 | GMDN | 36206 | Ankle/Foot Orthosis | 25202520GGXLLN | 2520STJ 2520TTJ GREY X-LARGE LEFT ADM | 5056293021128 | TBD 00000765 | X-L | LEFT | NA | NA | NA | 203 | 252 | 360 | EACH | EACH | 1 | 40 | 17 | 21 | 14280 | 0.5 | NA | NA | GREY | 2520 | 2520 | NS | NA | NA | NA | NA | NA | NA | NA | GB | 9021109000 | 400
33 | X-L ADMs for ADM Modular System | C-Pro Direct Ltd | YES | C-Pro Direct Ireland | HPRA | C-Pro Direct Ltd | MHRA | MDD / MDR | Class 1 | GS1 | 506059152ADMNA35 | GMDN | 36206 | Ankle/Foot Orthosis | 25202520GGXLRL | 2520STJ 2520TTJ GREY X-LARGE RIGHT ADM WIDE | 5056293021135 | TBD 00000766 | X-L WIDE | RIGHT | NA | NA | NA | 203 | 252 | 360 | EACH | EACH | 1 | 40 | 17 | 21 | 14280 | 0.5 | NA | NA | NA | 2520 | 2520 | NS | NA | NA | NA | NA | NA | NA | NA | GB | 9021109000 | 400
33 | X-L ADMs for ADM Modular System | C-Pro Direct Ltd | YES | C-Pro Direct Ireland | HPRA | C-Pro Direct Ltd | MHRA | MDD / MDR | Class 1 | GS1 | 506059152ADMNA35 | GMDN | 36206 | Ankle/Foot Orthosis | 25202520GGXLRN | 2520STJ 2520TTJ GREY X-LARGE RIGHT ADM | 5056293021142 | TBD 00000767 | X-L | RIGHT | NA | NA | NA | 203 | 252 | 360 | EACH | EACH | 1 | 40 | 17 | 21 | 14280 | 0.5 | NA | NA | NA | 2520 | 2520 | NS | NA | NA | NA | NA | NA | NA | NA | GB | 9021109000 | 400
33 | X-L ADMs for ADM Modular System | C-Pro Direct Ltd | YES | C-Pro Direct Ireland | HPRA | C-Pro Direct Ltd | MHRA | MDD / MDR | Class 1 | GS1 | 506059152ADMNA35 | GMDN | 36206 | Ankle/Foot Orthosis | 25203200GGXLLL | 2520STJ 3200TTJ GREY X-LARGE LEFT ADM WIDE | 5056293021159 | TBD 00000768 | X-L WIDE | LEFT | NA | NA | NA | 203 | 252 | 300 | EACH | EACH | 1 | 40 | 17 | 21 | 14280 | 0.5 | NA | NA | GREY | 2520 | 3200 | STD | NA | NA | NA | NA | NA | NA | NA | GB | 9021109000 | 400
33 | X-L ADMs for ADM Modular System | C-Pro Direct Ltd | YES | C-Pro Direct Ireland | HPRA | C-Pro Direct Ltd | MHRA | MDD / MDR | Class 1 | GS1 | 506059152ADMNA35 | GMDN | 36206 | Ankle/Foot Orthosis | 25203200GGXLLN | 2520STJ 3200TTJ GREY X-LARGE LEFT ADM | 5056293021166 | TBD 00000769 | X-L | LEFT | NA | NA | NA | 203 | 252 | 360 | EACH | EACH | 1 | 40 | 17 | 21 | 14280 | 0.5 | NA | NA | GREY | 2520 | 3200 | STD | NA | NA | NA | NA | NA | NA | NA | GB | 9021109000 | 400
33 | X-L ADMs for ADM Modular System | C-Pro Direct Ltd | YES | C-Pro Direct Ireland | HPRA | C-Pro Direct Ltd | MHRA | MDD / MDR | Class 1 | GS1 | 506059152ADMNA35 | GMDN | 36206 | Ankle/Foot Orthosis | 25203200GGXLRL | 2520STJ 3200TTJ GREY X-LARGE RIGHT ADM WIDE | 5056293021173 | TBD 00000770 | X-L WIDE | RIGHT | NA | NA | NA | 203 | 252 | 360 | EACH | EACH | 1 | 40 | 17 | 21 | 14280 | 0.5 | NA | NA | NA | 2520 | 3200 | STD | NA | NA | NA | NA | NA | NA | NA | GB | 9021109000 | 400
33 | X-L ADMs for ADM Modular System | C-Pro Direct Ltd | YES | C-Pro Direct Ireland | HPRA | C-Pro Direct Ltd | MHRA | MDD / MDR | Class 1 | GS1 | 506059152ADMNA35 | GMDN | 36206 | Ankle/Foot Orthosis | 25203200GGXLRN | 2520STJ 3200TTJ GREY X-LARGE RIGHT ADM | 5056293021180 | TBD 00000771 | X-L | RIGHT | NA | NA | NA | 203 | 252 | 360 | EACH | EACH | 1 | 40 | 17 | 21 | 14280 | 0.5 | NA | NA | NA | 2520 | 3200 | STD | NA | NA | NA | NA | NA | NA | NA | GB | 9021109000 | 400
33 | X-L ADMs for ADM Modular System | C-Pro Direct Ltd | YES | C-Pro Direct Ireland | HPRA | C-Pro Direct Ltd | MHRA | MDD / MDR | Class 1 | GS1 | 506059152ADMNA35 | GMDN | 36206 | Ankle/Foot Orthosis | 32002520GGXLLL | 3200STJ 2520TTJ GREY X-LARGE LEFT ADM WIDE | 5056293021197 | TBD 00000772 | X-L WIDE | LEFT | NA | NA | NA | 203 | 252 | 300 | EACH | EACH | 1 | 40 | 17 | 21 | 14280 | 0.5 | NA | NA | GREY | 3200 | 2520 | NS | NA | NA | NA | NA | NA | NA | NA | GB | 9021109000 | 400
33 | X-L ADMs for ADM Modular System | C-Pro Direct Ltd | YES | C-Pro Direct Ireland | HPRA | C-Pro Direct Ltd | MHRA | MDD / MDR | Class 1 | GS1 | 506059152ADMNA35 | GMDN | 36206 | Ankle/Foot Orthosis | 32002520GGXLLN | 3200STJ 2520TTJ GREY X-LARGE LEFT ADM | 5056293021203 | TBD 00000773 | X-L | LEFT | NA | NA | NA | 203 | 252 | 360 | EACH | EACH | 1 | 40 | 17 | 21 | 14280 | 0.5 | NA | NA | GREY | 3200 | 2520 | NS | NA | NA | NA | NA | NA | NA | NA | GB | 9021109000 | 400
33 | X-L ADMs for ADM Modular System | C-Pro Direct Ltd | YES | C-Pro Direct Ireland | HPRA | C-Pro Direct Ltd | MHRA | MDD / MDR | Class 1 | GS1 | 506059152ADMNA35 | GMDN | 36206 | Ankle/Foot Orthosis | 32002520GGXLRL | 3200STJ 2520TTJ GREY X-LARGE RIGHT ADM WIDE | 5056293021210 | TBD 00000774 | X-L WIDE | RIGHT | NA | NA | NA | 203 | 252 | 360 | EACH | EACH | 1 | 40 | 17 | 21 | 14280 | 0.5 | NA | NA | NA | 3200 | 2520 | NS | NA | NA | NA | NA | NA | NA | NA | GB | 9021109000 | 400
33 | X-L ADMs for ADM Modular System | C-Pro Direct Ltd | YES | C-Pro Direct Ireland | HPRA | C-Pro Direct Ltd | MHRA | MDD / MDR | Class 1 | GS1 | 506059152ADMNA35 | GMDN | 36206 | Ankle/Foot Orthosis | 32002520GGXLRN | 3200STJ 2520TTJ GREY X-LARGE RIGHT ADM | 5056293021227 | TBD 00000775 | X-L | RIGHT | NA | NA | NA | 203 | 252 | 360 | EACH | EACH | 1 | 40 | 17 | 21 | 14280 | 0.5 | NA | NA | NA | 3200 | 2520 | NS | NA | NA | NA | NA | NA | NA | NA | GB | 9021109000 | 400
33 | X-L ADMs for ADM Modular System | C-Pro Direct Ltd | YES | C-Pro Direct Ireland | HPRA | C-Pro Direct Ltd | MHRA | MDD / MDR | Class 1 | GS1 | 506059152ADMNA35 | GMDN | 36206 | Ankle/Foot Orthosis | 32003200GGXLLL | 3200STJ 3200TTJ GREY X-LARGE LEFT ADM WIDE | 5056293021234 | TBD 00000776 | X-L WIDE | LEFT | NA | NA | NA | 203 | 252 | 300 | EACH | EACH | 1 | 40 | 17 | 21 | 14280 | 0.5 | NA | NA | GREY | 3200 | 3200 | NS | NA | NA | NA | NA | NA | NA | NA | GB | 9021109000 | 400
33 | X-L ADMs for ADM Modular System | C-Pro Direct Ltd | YES | C-Pro Direct Ireland | HPRA | C-Pro Direct Ltd | MHRA | MDD / MDR | Class 1 | GS1 | 506059152ADMNA35 | GMDN | 36206 | Ankle/Foot Orthosis | 32003200GGXLLN | 3200STJ 3200TTJ GREY X-LARGE LEFT ADM | 5056293021241 | TBD 00000777 | X-L | LEFT | NA | NA | NA | 203 | 252 | 360 | EACH | EACH | 1 | 40 | 17 | 21 | 14280 | 0.5 | NA | NA | GREY | 3200 | 3200 | NS | NA | NA | NA | NA | NA | NA | NA | GB | 9021109000 | 400
33 | X-L ADMs for ADM Modular System | C-Pro Direct Ltd | YES | C-Pro Direct Ireland | HPRA | C-Pro Direct Ltd | MHRA | MDD / MDR | Class 1 | GS1 | 506059152ADMNA35 | GMDN | 36206 | Ankle/Foot Orthosis | 32003200GGXLRL | 3200STJ 3200TTJ GREY X-LARGE RIGHT ADM WIDE | 5056293021258 | TBD 00000778 | X-L WIDE | RIGHT | NA | NA | NA | 203 | 252 | 360 | EACH | EACH | 1 | 40 | 17 | 21 | 14280 | 0.5 | NA | NA | NA | 3200 | 3200 | NS | NA | NA | NA | NA | NA | NA | NA | GB | 9021109000 | 400
33 | X-L ADMs for ADM Modular System | C-Pro Direct Ltd | YES | C-Pro Direct Ireland | HPRA | C-Pro Direct Ltd | MHRA | MDD / MDR | Class 1 | GS1 | 506059152ADMNA35 | GMDN | 36206 | Ankle/Foot Orthosis | 32003200GGXLRN | 3200STJ 3200TTJ GREY X-LARGE RIGHT ADM | 5056293021265 | TBD 00000779 | X-L | RIGHT | NA | NA | NA | 203 | 252 | 360 | EACH | EACH | 1 | 40 | 17 | 21 | 14280 | 0.5 | NA | NA | NA | 3200 | 3200 | NS | NA | NA | NA | NA | NA | NA | NA | GB | 9021109000 | 400
34 | Iowa Brace | Clubfoot Solutions | YES | Emergo Europe |  | Emergo Europe | MHRA | MDD / MDR | Class 1 | GS1 | 8600068999CFSV7 | GMDN | 36206 | Ankle/Foot Orthosis | CFS-0 | Iowa Size 0 - AFO Shoe Pair (inc Bar and Accessories) | 0192491174619 | TBD 00000780 | 0 | PAIR | NA | NA | NA | NA | NA | NA | EACH | EACH | 1 | 25 | 13.5 | 11 | 3713 | 0.6 | AFO WITH BAR | NA | NA | NA | NA | NA | NA | NA | NA | NA | NA | NA | NA | GB | 9021109000 | 134
34 | Iowa Brace | Clubfoot Solutions | YES | Emergo Europe |  | Emergo Europe | MHRA | MDD / MDR | Class 1 | GS1 | 8600068999CFSV7 | GMDN | 36206 | Ankle/Foot Orthosis | CFS-00 | Iowa Size 00 - AFO Shoe Pair (inc Bar and Accessories) | 0192491174718 | TBD 00000781 | 00 | PAIR | NA | NA | NA | NA | NA | NA | EACH | EACH | 1 | 25 | 13.5 | 11 | 3713 | 0.6 | AFO WITH BAR | NA | NA | NA | NA | NA | NA | NA | NA | NA | NA | NA | NA | GB | 9021109000 | 134
34 | Iowa Brace | Clubfoot Solutions | YES | Emergo Europe |  | Emergo Europe | MHRA | MDD / MDR | Class 1 | GS1 | 8600068999CFSV7 | GMDN | 36206 | Ankle/Foot Orthosis | CFS-000 | Iowa Size 000 - AFO Shoe Pair (inc Bar and Accessories) | 0192491174725 | TBD 00000782 | 000 | PAIR | NA | NA | NA | NA | NA | NA | EACH | EACH | 1 | 25 | 13.5 | 11 | 3713 | 0.6 | AFO WITH BAR | NA | NA | NA | NA | NA | NA | NA | NA | NA | NA | NA | NA | GB | 9021109000 | 134
34 | Iowa Brace | Clubfoot Solutions | YES | Emergo Europe |  | Emergo Europe | MHRA | MDD / MDR | Class 1 | GS1 | 8600068999CFSV7 | GMDN | 36206 | Ankle/Foot Orthosis | CFS-000-AFO | Iowa Size 000 - AFO Shoe Pair (exc Bar and Accessories) | 0192491174725 | TBD 00000783 | 000 | PAIR | NA | NA | NA | NA | NA | NA | EACH | EACH | 1 | 25 | 13.5 | 11 | 3713 | 0.5 | AFO ONLY | NA | NA | NA | NA | NA | NA | NA | NA | NA | NA | NA | NA | GB | 9021109000 | 110
34 | Iowa Brace | Clubfoot Solutions | YES | Emergo Europe |  | Emergo Europe | MHRA | MDD / MDR | Class 1 | GS1 | 8600068999CFSV7 | GMDN | 36206 | Ankle/Foot Orthosis | CFS-00-AFO | Iowa Size 00 - AFO Shoe Pair (exc Bar and Accessories) | 0192491174718 | TBD 00000784 | 00 | PAIR | NA | NA | NA | NA | NA | NA | EACH | EACH | 1 | 25 | 13.5 | 11 | 3713 | 0.5 | AFO ONLY | NA | NA | NA | NA | NA | NA | NA | NA | NA | NA | NA | NA | GB | 9021109000 | 110
34 | Iowa Brace | Clubfoot Solutions | YES | Emergo Europe |  | Emergo Europe | MHRA | MDD / MDR | Class 1 | GS1 | 8600068999CFSV7 | GMDN | 36206 | Ankle/Foot Orthosis | CFS-0-AFO | Iowa Size 0 - AFO Shoe Pair (exc Bar and Accessories) | 0192491174619 | TBD 00000785 | 0 | PAIR | NA | NA | NA | NA | NA | NA | EACH | EACH | 1 | 25 | 13.5 | 11 | 3713 | 0.5 | AFO ONLY | NA | NA | NA | NA | NA | NA | NA | NA | NA | NA | NA | NA | GB | 9021109000 | 110
34 | Iowa Brace | Clubfoot Solutions | YES | Emergo Europe |  | Emergo Europe | MHRA | MDD / MDR | Class 1 | GS1 | 8600068999CFSV7 | GMDN | 36206 | Ankle/Foot Orthosis | CFS-1 | Iowa Size 1 - AFO Shoe Pair (inc Bar and Accessories) | 0192491174626 | TBD 00000786 | 1 | PAIR | NA | NA | NA | NA | NA | NA | EACH | EACH | 1 | 25 | 13.5 | 11 | 3713 | 0.6 | AFO WITH BAR | NA | NA | NA | NA | NA | NA | NA | NA | NA | NA | NA | NA | GB | 9021109000 | 134
34 | Iowa Brace | Clubfoot Solutions | YES | Emergo Europe |  | Emergo Europe | MHRA | MDD / MDR | Class 1 | GS1 | 8600068999CFSV7 | GMDN | 36206 | Ankle/Foot Orthosis | CFS-1-AFO | Iowa Size 1 - AFO Shoe Pair (exc Bar and Accessories) | 0192491174626 | TBD 00000787 | 1 | PAIR | NA | NA | NA | NA | NA | NA | EACH | EACH | 1 | 25 | 13.5 | 11 | 3713 | 0.5 | AFO ONLY | NA | NA | NA | NA | NA | NA | NA | NA | NA | NA | NA | NA | GB | 9021109000 | 110
34 | Iowa Brace | Clubfoot Solutions | YES | Emergo Europe |  | Emergo Europe | MHRA | MDD / MDR | Class 1 | GS1 | 8600068999CFSV7 | GMDN | 36206 | Ankle/Foot Orthosis | CFS-1-B | Iowa Flex Bar size 1 (8 inch - 203mm) | 0192491174619 | TBD 00000788 | 1 | NA | NA | NA | NA | NA | NA | NA | EACH | EACH | 1 | 26 | 4 | 2 | 208 | 0.05 | BAR ONLY | NA | NA | NA | NA | NA | NA | NA | NA | NA | NA | NA | NA | GB | 9021109000 | 20
34 | Iowa Brace | Clubfoot Solutions | YES | Emergo Europe |  | Emergo Europe | MHRA | MDD / MDR | Class 1 | GS1 | 8600068999CFSV7 | GMDN | 36206 | Ankle/Foot Orthosis | CFS-2 | Iowa Size 2 - AFO Shoe Pair (inc Bar and Accessories) | 0192491174633 | TBD 00000789 | 2 | PAIR | NA | NA | NA | NA | NA | NA | EACH | EACH | 1 | 25 | 13.5 | 11 | 3713 | 0.6 | AFO WITH BAR | NA | NA | NA | NA | NA | NA | NA | NA | NA | NA | NA | NA | GB | 9021109000 | 134
34 | Iowa Brace | Clubfoot Solutions | YES | Emergo Europe |  | Emergo Europe | MHRA | MDD / MDR | Class 1 | GS1 | 8600068999CFSV7 | GMDN | 36206 | Ankle/Foot Orthosis | CFS-2-AFO | Iowa Size 2 - AFO Shoe Pair (exc Bar and Accessories) | 0192491174633 | TBD 00000790 | 2 | PAIR | NA | NA | NA | NA | NA | NA | EACH | EACH | 1 | 25 | 13.5 | 11 | 3713 | 0.5 | AFO ONLY | NA | NA | NA | NA | NA | NA | NA | NA | NA | NA | NA | NA | GB | 9021109000 | 110
34 | Iowa Brace | Clubfoot Solutions | YES | Emergo Europe |  | Emergo Europe | MHRA | MDD / MDR | Class 1 | GS1 | 8600068999CFSV7 | GMDN | 36206 | Ankle/Foot Orthosis | CFS-2-B | Iowa Flex Bar size 2 (10 inch - 254mm) | 0192491174619 | TBD 00000791 | 2 | NA | NA | NA | NA | NA | NA | NA | EACH | EACH | 1 | 30 | 4 | 3 | 360 | 0.05 | BAR ONLY | NA | NA | NA | NA | NA | NA | NA | NA | NA | NA | NA | NA | GB | 9021109000 | 20
34 | Iowa Brace | Clubfoot Solutions | YES | Emergo Europe |  | Emergo Europe | MHRA | MDD / MDR | Class 1 | GS1 | 8600068999CFSV7 | GMDN | 36206 | Ankle/Foot Orthosis | CFS-3 | Iowa Size 3 - AFO Shoe Pair (inc Bar and Accessories) | 0192491174640 | TBD 00000792 | 3 | PAIR | NA | NA | NA | NA | NA | NA | EACH | EACH | 1 | 25 | 13.5 | 11 | 3713 | 0.6 | AFO WITH BAR | NA | NA | NA | NA | NA | NA | NA | NA | NA | NA | NA | NA | GB | 9021109000 | 134
34 | Iowa Brace | Clubfoot Solutions | YES | Emergo Europe |  | Emergo Europe | MHRA | MDD / MDR | Class 1 | GS1 | 8600068999CFSV7 | GMDN | 36206 | Ankle/Foot Orthosis | CFS-3-AFO | Iowa Size 3 - AFO Shoe Pair (exc Bar and Accessories) | 0192491174640 | TBD 00000793 | 3 | PAIR | NA | NA | NA | NA | NA | NA | EACH | EACH | 1 | 25 | 13.5 | 11 | 3713 | 0.5 | AFO ONLY | NA | NA | NA | NA | NA | NA | NA | NA | NA | NA | NA | NA | GB | 9021109000 | 110
34 | Iowa Brace | Clubfoot Solutions | YES | Emergo Europe |  | Emergo Europe | MHRA | MDD / MDR | Class 1 | GS1 | 8600068999CFSV7 | GMDN | 36206 | Ankle/Foot Orthosis | CFS-3-B | Iowa Flex Bar size 3 (12 inch - 305mm) | 0192491174619 | TBD 00000794 | 3 | NA | NA | NA | NA | NA | NA | NA | EACH | EACH | 1 | 36 | 4 | 3 | 432 | 0.1 | BAR ONLY | NA | NA | NA | NA | NA | NA | NA | NA | NA | NA | NA | NA | GB | 9021109000 | 20
34 | Iowa Brace | Clubfoot Solutions | YES | Emergo Europe |  | Emergo Europe | MHRA | MDD / MDR | Class 1 | GS1 | 8600068999CFSV7 | GMDN | 36206 | Ankle/Foot Orthosis | CFS-4 | Iowa Size 4 - AFO Shoe Pair (inc Bar and Accessories) | 0192491174657 | TBD 00000795 | 4 | PAIR | NA | NA | NA | NA | NA | NA | EACH | EACH | 1 | 28.5 | 14.5 | 11 | 4546 | 0.8 | AFO WITH BAR | NA | NA | NA | NA | NA | NA | NA | NA | NA | NA | NA | NA | GB | 9021109000 | 134
34 | Iowa Brace | Clubfoot Solutions | YES | Emergo Europe |  | Emergo Europe | MHRA | MDD / MDR | Class 1 | GS1 | 8600068999CFSV7 | GMDN | 36206 | Ankle/Foot Orthosis | CFS-4-AFO | Iowa Size 4 - AFO Shoe Pair (exc Bar and Accessories) | 0192491174657 | TBD 00000796 | 4 | PAIR | NA | NA | NA | NA | NA | NA | EACH | EACH | 1 | 28.5 | 14.5 | 11 | 4546 | 0.6 | AFO ONLY | NA | NA | NA | NA | NA | NA | NA | NA | NA | NA | NA | NA | GB | 9021109000 | 110
34 | Iowa Brace | Clubfoot Solutions | YES | Emergo Europe |  | Emergo Europe | MHRA | MDD / MDR | Class 1 | GS1 | 8600068999CFSV7 | GMDN | 36206 | Ankle/Foot Orthosis | CFS-4-B | Iowa Flex Bar size 4 (13 inch 330mm) | 0192491174619 | TBD 00000797 | 4 | NA | NA | NA | NA | NA | NA | NA | EACH | EACH | 1 | 39 | 4 | 3 | 468 | 0.1 | BAR ONLY | NA | NA | NA | NA | NA | NA | NA | NA | NA | NA | NA | NA | GB | 9021109000 | 20
34 | Iowa Brace | Clubfoot Solutions | YES | Emergo Europe |  | Emergo Europe | MHRA | MDD / MDR | Class 1 | GS1 | 8600068999CFSV7 | GMDN | 36206 | Ankle/Foot Orthosis | CFS-5 | Iowa Size 5 - AFO Shoe Pair (inc Bar and Accessories) | 0192491174664 | TBD 00000798 | 5 | PAIR | NA | NA | NA | NA | NA | NA | EACH | EACH | 1 | 28.5 | 14.5 | 11 | 4546 | 0.8 | AFO WITH BAR | NA | NA | NA | NA | NA | NA | NA | NA | NA | NA | NA | NA | GB | 9021109000 | 134
34 | Iowa Brace | Clubfoot Solutions | YES | Emergo Europe |  | Emergo Europe | MHRA | MDD / MDR | Class 1 | GS1 | 8600068999CFSV7 | GMDN | 36206 | Ankle/Foot Orthosis | CFS-5-AFO | Iowa Size 5 - AFO Shoe Pair (exc Bar and Accessories) | 0192491174664 | TBD 00000799 | 5 | PAIR | NA | NA | NA | NA | NA | NA | EACH | EACH | 1 | 28.5 | 14.5 | 11 | 4546 | 0.6 | AFO ONLY | NA | NA | NA | NA | NA | NA | NA | NA | NA | NA | NA | NA | GB | 9021109000 | 110
34 | Iowa Brace | Clubfoot Solutions | YES | Emergo Europe |  | Emergo Europe | MHRA | MDD / MDR | Class 1 | GS1 | 8600068999CFSV7 | GMDN | 36206 | Ankle/Foot Orthosis | CFS-5-B | Iowa Flex Bar size 5 (15 inch 381m) | 0192491174619 | TBD 00000800 | 5 | NA | NA | NA | NA | NA | NA | NA | EACH | EACH | 1 | 45 | 4 | 3 | 540 | 0.1 | BAR ONLY | NA | NA | NA | NA | NA | NA | NA | NA | NA | NA | NA | NA | GB | 9021109000 | 20
34 | Iowa Brace | Clubfoot Solutions | YES | Emergo Europe |  | Emergo Europe | MHRA | MDD / MDR | Class 1 | GS1 | 8600068999CFSV7 | GMDN | 36206 | Ankle/Foot Orthosis | CFS-6 | Iowa Size 6 - AFO Shoe Pair (inc Bar and Accessories) | 0192491174671 | TBD 00000801 | 6 | PAIR | NA | NA | NA | NA | NA | NA | EACH | EACH | 1 | 28.5 | 14.5 | 11 | 4546 | 0.8 | AFO WITH BAR | NA | NA | NA | NA | NA | NA | NA | NA | NA | NA | NA | NA | GB | 9021109000 | 134
34 | Iowa Brace | Clubfoot Solutions | YES | Emergo Europe |  | Emergo Europe | MHRA | MDD / MDR | Class 1 | GS1 | 8600068999CFSV7 | GMDN | 36206 | Ankle/Foot Orthosis | CFS-6-AFO | Iowa Size 6 - AFO Shoe Pair (exc Bar and Accessories) | 0192491174671 | TBD 00000802 | 6 | PAIR | NA | NA | NA | NA | NA | NA | EACH | EACH | 1 | 28.5 | 14.5 | 11 | 4546 | 0.6 | AFO ONLY | NA | NA | NA | NA | NA | NA | NA | NA | NA | NA | NA | NA | GB | 9021109000 | 110
34 | Iowa Brace | Clubfoot Solutions | YES | Emergo Europe |  | Emergo Europe | MHRA | MDD / MDR | Class 1 | GS1 | 8600068999CFSV7 | GMDN | 36206 | Ankle/Foot Orthosis | CFS-7 | Iowa Size 7 - AFO Shoe Pair (inc Bar and Accessories) | 0192491174688 | TBD 00000803 | 7 | PAIR | NA | NA | NA | NA | NA | NA | EACH | EACH | 1 | 33.5 | 16.5 | 11 | 6081 | 0.9 | AFO WITH BAR | NA | NA | NA | NA | NA | NA | NA | NA | NA | NA | NA | NA | GB | 9021109000 | 134
34 | Iowa Brace | Clubfoot Solutions | YES | Emergo Europe |  | Emergo Europe | MHRA | MDD / MDR | Class 1 | GS1 | 8600068999CFSV7 | GMDN | 36206 | Ankle/Foot Orthosis | CFS-7-AFO | Iowa Size 7 - AFO Shoe Pair (exc Bar and Accessories) | 0192491174688 | TBD 00000804 | 7 | PAIR | NA | NA | NA | NA | NA | NA | EACH | EACH | 1 | 33.5 | 16.5 | 11 | 6081 | 0.8 | AFO ONLY | NA | NA | NA | NA | NA | NA | NA | NA | NA | NA | NA | NA | GB | 9021109000 | 110
34 | Iowa Brace | Clubfoot Solutions | YES | Emergo Europe |  | Emergo Europe | MHRA | MDD / MDR | Class 1 | GS1 | 8600068999CFSV7 | GMDN | 36206 | Ankle/Foot Orthosis | CFS-8 | Iowa Size 8 - AFO Shoe Pair (inc Bar and Accessories) | 0192491174695 | TBD 00000805 | 8 | PAIR | NA | NA | NA | NA | NA | NA | EACH | EACH | 1 | 33.5 | 16.5 | 11 | 6081 | 0.9 | AFO WITH BAR | NA | NA | NA | NA | NA | NA | NA | NA | NA | NA | NA | NA | GB | 9021109000 | 134
34 | Iowa Brace | Clubfoot Solutions | YES | Emergo Europe |  | Emergo Europe | MHRA | MDD / MDR | Class 1 | GS1 | 8600068999CFSV7 | GMDN | 36206 | Ankle/Foot Orthosis | CFS-8-AFO | Iowa Size 8 - AFO Shoe Pair (exc Bar and Accessories) | 0192491174695 | TBD 00000806 | 8 | PAIR | NA | NA | NA | NA | NA | NA | EACH | EACH | 1 | 33.5 | 16.5 | 11 | 6081 | 0.8 | AFO ONLY | NA | NA | NA | NA | NA | NA | NA | NA | NA | NA | NA | NA | GB | 9021109000 | 110
34 | Iowa Brace | Clubfoot Solutions | YES | Emergo Europe |  | Emergo Europe | MHRA | MDD / MDR | Class 1 | GS1 | 8600068999CFSV7 | GMDN | 36206 | Ankle/Foot Orthosis | CFS-9 | Iowa Size 9 - AFO Shoe Pair (inc Bar and Accessories) | 0192491174701 | TBD 00000807 | 9 | PAIR | NA | NA | NA | NA | NA | NA | EACH | EACH | 1 | 33.5 | 16.5 | 11 | 6081 | 0.9 | AFO WITH BAR | NA | NA | NA | NA | NA | NA | NA | NA | NA | NA | NA | NA | GB | 9021109000 | 134
34 | Iowa Brace | Clubfoot Solutions | YES | Emergo Europe |  | Emergo Europe | MHRA | MDD / MDR | Class 1 | GS1 | 8600068999CFSV7 | GMDN | 36206 | Ankle/Foot Orthosis | CFS-9-AFO | Iowa Size 9 - AFO Shoe Pair (exc Bar and Accessories) | 0192491174701 | TBD 00000808 | 9 | PAIR | NA | NA | NA | NA | NA | NA | EACH | EACH | 1 | 33.5 | 16.5 | 11 | 6081 | 0.8 | AFO ONLY | NA | NA | NA | NA | NA | NA | NA | NA | NA | NA | NA | NA | GB | 9021109000 | 110
34 | Iowa Brace | Clubfoot Solutions | YES | Emergo Europe |  | Emergo Europe | MHRA | MDD / MDR | Class 1 | GS1 | 8600068999CFSV7 | GMDN | 36206 | Ankle/Foot Orthosis | CFS-KEY | 2 x Release Key | 0192491174619 | TBD 00000809 | NA | NA | NA | NA | NA | NA | NA | NA | EACH | EACH | 1 | 10 | 6 | 2 | 120 | 0.05 | KEY | NA | NA | NA | NA | NA | NA | NA | NA | NA | NA | NA | NA | GB | 9021109000 | 8
34 | Iowa Brace | Clubfoot Solutions | YES | Emergo Europe |  | Emergo Europe | MHRA | MDD / MDR | Class 1 | GS1 | 8600068999CFSV7 | GMDN | 36206 | Ankle/Foot Orthosis | CFS-PLAT-KIT-L | 1 x Large Quick Disconnect Mechanism Kit | 0192491174619 | TBD 00000810 | LARGE | NA | NA | NA | NA | NA | NA | NA | EACH | EACH | 1 | 14 | 10 | 4.5 | 630 | 0.25 | PLATFORM KIT | NA | NA | NA | NA | NA | NA | NA | NA | NA | NA | NA | NA | GB | 9021109000 | 25
34 | Iowa Brace | Clubfoot Solutions | YES | Emergo Europe |  | Emergo Europe | MHRA | MDD / MDR | Class 1 | GS1 | 8600068999CFSV7 | GMDN | 36206 | Ankle/Foot Orthosis | CFS-PLAT-KIT-S | 1 x Small Quick Disconnect Mechanism Kit | 0192491174619 | TBD 00000811 | SMALL | NA | NA | NA | NA | NA | NA | NA | EACH | EACH | 1 | 14 | 9 | 3 | 378 | 0.2 | PLATFORM KIT | NA | NA | NA | NA | NA | NA | NA | NA | NA | NA | NA | NA | GB | 9021109000 | 25
34 | Iowa Brace | Clubfoot Solutions | YES | Emergo Europe |  | Emergo Europe | MHRA | MDD / MDR | Class 1 | GS1 | 8600068999CFSV7 | GMDN | 36206 | Ankle/Foot Orthosis | CFS-PLAT-L | 1 x Large Quick Disconnect Mechanism 60 and 30 degrees | 0192491174619 | TBD 00000812 | LARGE | NA | NA | NA | NA | NA | NA | NA | EACH | EACH | 1 | 16 | 8 | 2 | 256 | 0.1 | PLATFORM ONLY | NA | NA | NA | NA | NA | NA | NA | NA | NA | NA | NA | NA | GB | 9021109000 | 20
34 | Iowa Brace | Clubfoot Solutions | YES | Emergo Europe |  | Emergo Europe | MHRA | MDD / MDR | Class 1 | GS1 | 8600068999CFSV7 | GMDN | 36206 | Ankle/Foot Orthosis | CFS-PLAT-S | 1 x Small Quick Disconnect Mechanism 60 and 30 degrees | 0192491174619 | TBD 00000813 | SMALL | NA | NA | NA | NA | NA | NA | NA | EACH | EACH | 1 | 14 | 6 | 2 | 168 | 0.1 | PLATFORM ONLY | NA | NA | NA | NA | NA | NA | NA | NA | NA | NA | NA | NA | GB | 9021109000 | 20
34 | Iowa Brace | Clubfoot Solutions | YES | Emergo Europe |  | Emergo Europe | MHRA | MDD / MDR | Class 1 | GS1 | 8600068999CFSV7 | GMDN | 36206 | Ankle/Foot Orthosis | CFS-PLUG | 2 x Stop Plug for Reversible Platform | 0192491174619 | TBD 00000814 | NA | NA | NA | NA | NA | NA | NA | NA | EACH | EACH | 1 | 10 | 6 | 2 | 120 | 0.05 | PLUG | NA | NA | NA | NA | NA | NA | NA | NA | NA | NA | NA | NA | GB | 9021109000 | 1.5
34 | Iowa Brace | Clubfoot Solutions | YES | Emergo Europe |  | Emergo Europe | MHRA | MDD / MDR | Class 1 | GS1 | 8600068999CFSV7 | GMDN | 36206 | Ankle/Foot Orthosis | CFS-SCR-1 | 2 x Platform Screw 13mm, Front | 0192491174619 | TBD 00000815 | NA | NA | NA | NA | NA | NA | NA | NA | EACH | EACH | 1 | 10 | 6 | 2 | 120 | 0.05 | FRONT SCREW | NA | NA | NA | NA | NA | NA | NA | NA | NA | NA | NA | NA | GB | 9021109000 | 1.5
34 | Iowa Brace | Clubfoot Solutions | YES | Emergo Europe |  | Emergo Europe | MHRA | MDD / MDR | Class 1 | GS1 | 8600068999CFSV7 | GMDN | 36206 | Ankle/Foot Orthosis | CFS-SCR-2 | 2 x Platform Screw 17mm, Back | 0192491174619 | TBD 00000816 | NA | NA | NA | NA | NA | NA | NA | NA | EACH | EACH | 1 | 10 | 6 | 2 | 120 | 0.05 | REAR SCREW | NA | NA | NA | NA | NA | NA | NA | NA | NA | NA | NA | NA | GB | 9021109000 | 1.5
35 | ADM Bar Clips | C-Pro Direct Ltd | YES | C-Pro Direct Ireland | HPRA | C-Pro Direct Ltd | MHRA | MDD / MDR | Class 1 | GS1 | 506059152ADMNA35 | GMDN | 36206 | Ankle/Foot Orthosis | C_SBCL30 | Crossover Small Bar Clip Left 30 degree abduction | 5056293015707 | TBD 00000817 | CROSSOVER | LEFT | NA | NA | 30 | 67 | 132 | NA | EACH | EACH | 1 | 15 | 8 | 2.5 | 300 | 0.05 | NA | NA | NA | NA | NA | NA | NA | NA | NA | NA | NA | NA | NA | GB | 9021109000 | 30
35 | ADM Bar Clips | C-Pro Direct Ltd | YES | C-Pro Direct Ireland | HPRA | C-Pro Direct Ltd | MHRA | MDD / MDR | Class 1 | GS1 | 506059152ADMNA35 | GMDN | 36206 | Ankle/Foot Orthosis | C_SBCL45 | Crossover Small Bar Clip Left 45 degree abduction | 5056293015721 | TBD 00000818 | CROSSOVER | LEFT | NA | NA | 45 | 67 | 132 | NA | EACH | EACH | 1 | 15 | 8 | 2.5 | 300 | 0.05 | NA | NA | NA | NA | NA | NA | NA | NA | NA | NA | NA | NA | NA | GB | 9021109000 | 30
35 | ADM Bar Clips | C-Pro Direct Ltd | YES | C-Pro Direct Ireland | HPRA | C-Pro Direct Ltd | MHRA | MDD / MDR | Class 1 | GS1 | 506059152ADMNA35 | GMDN | 36206 | Ankle/Foot Orthosis | C_SBCL60 | Crossover Small Bar Clip Left 60 degree abduction | 5056293015745 | TBD 00000819 | CROSSOVER | LEFT | NA | NA | 60 | 67 | 132 | NA | EACH | EACH | 1 | 15 | 8 | 2.5 | 300 | 0.05 | NA | NA | NA | NA | NA | NA | NA | NA | NA | NA | NA | NA | NA | GB | 9021109000 | 30
35 | ADM Bar Clips | C-Pro Direct Ltd | YES | C-Pro Direct Ireland | HPRA | C-Pro Direct Ltd | MHRA | MDD / MDR | Class 1 | GS1 | 506059152ADMNA35 | GMDN | 36206 | Ankle/Foot Orthosis | C_SBCL70 | Crossover Small Bar Clip Left 70 degree abduction | 5056293015769 | TBD 00000820 | CROSSOVER | LEFT | NA | NA | 70 | 67 | 132 | NA | EACH | EACH | 1 | 15 | 8 | 2.5 | 300 | 0.05 | NA | NA | NA | NA | NA | NA | NA | NA | NA | NA | NA | NA | NA | GB | 9021109000 | 30
35 | ADM Bar Clips | C-Pro Direct Ltd | YES | C-Pro Direct Ireland | HPRA | C-Pro Direct Ltd | MHRA | MDD / MDR | Class 1 | GS1 | 506059152ADMNA35 | GMDN | 36206 | Ankle/Foot Orthosis | C_SBCR30 | Crossover Small Bar Clip Right 30 degree abduction | 5056293015714 | TBD 00000821 | CROSSOVER | RIGHT | NA | 30 | NA | 67 | 132 | NA | EACH | EACH | 1 | 15 | 8 | 2.5 | 300 | 0.05 | NA | NA | NA | NA | NA | NA | NA | NA | NA | NA | NA | NA | NA | GB | 9021109000 | 30
35 | ADM Bar Clips | C-Pro Direct Ltd | YES | C-Pro Direct Ireland | HPRA | C-Pro Direct Ltd | MHRA | MDD / MDR | Class 1 | GS1 | 506059152ADMNA35 | GMDN | 36206 | Ankle/Foot Orthosis | C_SBCR45 | Crossover Small Bar Clip Right 45 degree abduction | 5056293015738 | TBD 00000822 | CROSSOVER | RIGHT | NA | 45 | NA | 67 | 132 | NA | EACH | EACH | 1 | 15 | 8 | 2.5 | 300 | 0.05 | NA | NA | NA | NA | NA | NA | NA | NA | NA | NA | NA | NA | NA | GB | 9021109000 | 30
35 | ADM Bar Clips | C-Pro Direct Ltd | YES | C-Pro Direct Ireland | HPRA | C-Pro Direct Ltd | MHRA | MDD / MDR | Class 1 | GS1 | 506059152ADMNA35 | GMDN | 36206 | Ankle/Foot Orthosis | C_SBCR60 | Crossover Small Bar Clip Right 60 degree abduction | 5056293015752 | TBD 00000823 | CROSSOVER | RIGHT | NA | 60 | NA | 67 | 132 | NA | EACH | EACH | 1 | 15 | 8 | 2.5 | 300 | 0.05 | NA | NA | NA | NA | NA | NA | NA | NA | NA | NA | NA | NA | NA | GB | 9021109000 | 30
35 | ADM Bar Clips | C-Pro Direct Ltd | YES | C-Pro Direct Ireland | HPRA | C-Pro Direct Ltd | MHRA | MDD / MDR | Class 1 | GS1 | 506059152ADMNA35 | GMDN | 36206 | Ankle/Foot Orthosis | C_SBCR70 | Crossover Small Bar Clip Right 70 degree abduction | 5056293015776 | TBD 00000824 | CROSSOVER | RIGHT | NA | 70 | NA | 67 | 132 | NA | EACH | EACH | 1 | 15 | 8 | 2.5 | 300 | 0.05 | NA | NA | NA | NA | NA | NA | NA | NA | NA | NA | NA | NA | NA | GB | 9021109000 | 30
35 | ADM Bar Clips | C-Pro Direct Ltd | YES | C-Pro Direct Ireland | HPRA | C-Pro Direct Ltd | MHRA | MDD / MDR | Class 1 | GS1 | 506059152ADMNA35 | GMDN | 36206 | Ankle/Foot Orthosis | LBCL30 | Large Bar Clip Left 30 degree abduction | 5056293006521 | TBD 00000825 | LARGE | LEFT | NA | 30 | NA | 133 | 202 | NA | EACH | EACH | 1 | 17 | 8 | 2.5 | 340 | 0.1 | NA | NA | NA | NA | NA | NA | NA | NA | NA | NA | NA | NA | NA | GB | 9021109000 | 30
35 | ADM Bar Clips | C-Pro Direct Ltd | YES | C-Pro Direct Ireland | HPRA | C-Pro Direct Ltd | MHRA | MDD / MDR | Class 1 | GS1 | 506059152ADMNA35 | GMDN | 36206 | Ankle/Foot Orthosis | LBCL45 | Large Bar Clip Left 45 degree abduction | 5056293006507 | TBD 00000828 | LARGE | LEFT | NA | 45 | NA | 133 | 202 | NA | EACH | EACH | 1 | 17 | 8 | 2.5 | 340 | 0.1 | NA | NA | NA | NA | NA | NA | NA | NA | NA | NA | NA | NA | NA | GB | 9021109000 | 30
35 | ADM Bar Clips | C-Pro Direct Ltd | YES | C-Pro Direct Ireland | HPRA | C-Pro Direct Ltd | MHRA | MDD / MDR | Class 1 | GS1 | 506059152ADMNA35 | GMDN | 36206 | Ankle/Foot Orthosis | LBCL60 | Large Bar Clip Left 60 degree abduction | 5056293006484 | TBD 00000831 | LARGE | LEFT | NA | 60 | NA | 133 | 202 | NA | EACH | EACH | 1 | 17 | 8 | 2.5 | 340 | 0.1 | NA | NA | NA | NA | NA | NA | NA | NA | NA | NA | NA | NA | NA | GB | 9021109000 | 30
35 | ADM Bar Clips | C-Pro Direct Ltd | YES | C-Pro Direct Ireland | HPRA | C-Pro Direct Ltd | MHRA | MDD / MDR | Class 1 | GS1 | 506059152ADMNA35 | GMDN | 36206 | Ankle/Foot Orthosis | LBCL70 | Large Bar Clip Left 70 degree abduction | 5056293014960 | TBD 00000834 | LARGE | LEFT | NA | 70 | NA | 133 | 202 | NA | EACH | EACH | 1 | 17 | 8 | 2.5 | 340 | 0.1 | NA | NA | NA | NA | NA | NA | NA | NA | NA | NA | NA | NA | NA | GB | 9021109000 | 30
35 | ADM Bar Clips | C-Pro Direct Ltd | YES | C-Pro Direct Ireland | HPRA | C-Pro Direct Ltd | MHRA | MDD / MDR | Class 1 | GS1 | 506059152ADMNA35 | GMDN | 36206 | Ankle/Foot Orthosis | LBCR30 | Large Bar Clip Right 30 degree abduction | 5056293006538 | TBD 00000837 | LARGE | RIGHT | NA | NA | 30 | 133 | 202 | NA | EACH | EACH | 1 | 17 | 8 | 2.5 | 340 | 0.1 | NA | NA | NA | NA | NA | NA | NA | NA | NA | NA | NA | NA | NA | GB | 9021109000 | 30
35 | ADM Bar Clips | C-Pro Direct Ltd | YES | C-Pro Direct Ireland | HPRA | C-Pro Direct Ltd | MHRA | MDD / MDR | Class 1 | GS1 | 506059152ADMNA35 | GMDN | 36206 | Ankle/Foot Orthosis | LBCR45 | Large Bar Clip Right 45 degree abduction | 5056293006514 | TBD 00000840 | LARGE | RIGHT | NA | NA | 45 | 133 | 202 | NA | EACH | EACH | 1 | 17 | 8 | 2.5 | 340 | 0.1 | NA | NA | NA | NA | NA | NA | NA | NA | NA | NA | NA | NA | NA | GB | 9021109000 | 30
35 | ADM Bar Clips | C-Pro Direct Ltd | YES | C-Pro Direct Ireland | HPRA | C-Pro Direct Ltd | MHRA | MDD / MDR | Class 1 | GS1 | 506059152ADMNA35 | GMDN | 36206 | Ankle/Foot Orthosis | LBCR60 | Large Bar Clip Right 60 degree abduction | 5056293006491 | TBD 00000843 | LARGE | RIGHT | NA | NA | 60 | 133 | 202 | NA | EACH | EACH | 1 | 17 | 8 | 2.5 | 340 | 0.1 | NA | NA | NA | NA | NA | NA | NA | NA | NA | NA | NA | NA | NA | GB | 9021109000 | 30
35 | ADM Bar Clips | C-Pro Direct Ltd | YES | C-Pro Direct Ireland | HPRA | C-Pro Direct Ltd | MHRA | MDD / MDR | Class 1 | GS1 | 506059152ADMNA35 | GMDN | 36206 | Ankle/Foot Orthosis | LBCR70 | Large Bar Clip Right 70 degree abduction | 5056293014991 | TBD 00000846 | LARGE | RIGHT | NA | NA | 70 | 133 | 202 | NA | EACH | EACH | 1 | 17 | 8 | 2.5 | 340 | 0.1 | NA | NA | NA | NA | NA | NA | NA | NA | NA | NA | NA | NA | NA | GB | 9021109000 | 30
35 | ADM Bar Clips | C-Pro Direct Ltd | YES | C-Pro Direct Ireland | HPRA | C-Pro Direct Ltd | MHRA | MDD / MDR | Class 1 | GS1 | 506059152ADMNA35 | GMDN | 36206 | Ankle/Foot Orthosis | SBCL30 | Small Bar Clip Left 30 degree abduction | 5056293006460 | TBD 00000849 | SMALL | LEFT | NA | 30 | NA | 67 | 132 | NA | EACH | EACH | 1 | 15 | 8 | 2.5 | 300 | 0.05 | NA | NA | NA | NA | NA | NA | NA | NA | NA | NA | NA | NA | NA | GB | 9021109000 | 30
35 | ADM Bar Clips | C-Pro Direct Ltd | YES | C-Pro Direct Ireland | HPRA | C-Pro Direct Ltd | MHRA | MDD / MDR | Class 1 | GS1 | 506059152ADMNA35 | GMDN | 36206 | Ankle/Foot Orthosis | SBCL45 | Small Bar Clip Left 45 degree abduction | 5056293006446 | TBD 00000852 | SMALL | LEFT | NA | 45 | NA | 67 | 132 | NA | EACH | EACH | 1 | 15 | 8 | 2.5 | 300 | 0.05 | NA | NA | NA | NA | NA | NA | NA | NA | NA | NA | NA | NA | NA | GB | 9021109000 | 30
35 | ADM Bar Clips | C-Pro Direct Ltd | YES | C-Pro Direct Ireland | HPRA | C-Pro Direct Ltd | MHRA | MDD / MDR | Class 1 | GS1 | 506059152ADMNA35 | GMDN | 36206 | Ankle/Foot Orthosis | SBCL60 | Small Bar Clip Left 60 degree abduction | 5056293006422 | TBD 00000855 | SMALL | LEFT | NA | 60 | NA | 67 | 132 | NA | EACH | EACH | 1 | 15 | 8 | 2.5 | 300 | 0.05 | NA | NA | NA | NA | NA | NA | NA | NA | NA | NA | NA | NA | NA | GB | 9021109000 | 30
35 | ADM Bar Clips | C-Pro Direct Ltd | YES | C-Pro Direct Ireland | HPRA | C-Pro Direct Ltd | MHRA | MDD / MDR | Class 1 | GS1 | 506059152ADMNA35 | GMDN | 36206 | Ankle/Foot Orthosis | SBCL70 | Small Bar Clip Left 70 degree abduction | 5056293015028 | TBD 00000858 | SMALL | LEFT | NA | 70 | NA | 67 | 132 | NA | EACH | EACH | 1 | 15 | 8 | 2.5 | 300 | 0.05 | NA | NA | NA | NA | NA | NA | NA | NA | NA | NA | NA | NA | NA | GB | 9021109000 | 30
35 | ADM Bar Clips | C-Pro Direct Ltd | YES | C-Pro Direct Ireland | HPRA | C-Pro Direct Ltd | MHRA | MDD / MDR | Class 1 | GS1 | 506059152ADMNA35 | GMDN | 36206 | Ankle/Foot Orthosis | SBCR30 | Small Bar Clip Right 30 degree abduction | 5056293006477 | TBD 00000861 | SMALL | RIGHT | NA | NA | 30 | 67 | 132 | NA | EACH | EACH | 1 | 15 | 8 | 2.5 | 300 | 0.05 | NA | NA | NA | NA | NA | NA | NA | NA | NA | NA | NA | NA | NA | GB | 9021109000 | 30
35 | ADM Bar Clips | C-Pro Direct Ltd | YES | C-Pro Direct Ireland | HPRA | C-Pro Direct Ltd | MHRA | MDD / MDR | Class 1 | GS1 | 506059152ADMNA35 | GMDN | 36206 | Ankle/Foot Orthosis | SBCR45 | Small Bar Clip Right 45 degree abduction | 5056293006453 | TBD 00000864 | SMALL | RIGHT | NA | NA | 45 | 67 | 132 | NA | EACH | EACH | 1 | 15 | 8 | 2.5 | 300 | 0.05 | NA | NA | NA | NA | NA | NA | NA | NA | NA | NA | NA | NA | NA | GB | 9021109000 | 30
35 | ADM Bar Clips | C-Pro Direct Ltd | YES | C-Pro Direct Ireland | HPRA | C-Pro Direct Ltd | MHRA | MDD / MDR | Class 1 | GS1 | 506059152ADMNA35 | GMDN | 36206 | Ankle/Foot Orthosis | SBCR60 | Small Bar Clip Right 60 degree abduction | 5056293006439 | TBD 00000867 | SMALL | RIGHT | NA | NA | 60 | 67 | 132 | NA | EACH | EACH | 1 | 15 | 8 | 2.5 | 300 | 0.05 | NA | NA | NA | NA | NA | NA | NA | NA | NA | NA | NA | NA | NA | GB | 9021109000 | 30
35 | ADM Bar Clips | C-Pro Direct Ltd | YES | C-Pro Direct Ireland | HPRA | C-Pro Direct Ltd | MHRA | MDD / MDR | Class 1 | GS1 | 506059152ADMNA35 | GMDN | 36206 | Ankle/Foot Orthosis | SBCR70 | Small Bar Clip Right 70 degree abduction | 5056293015059 | TBD 00000870 | SMALL | RIGHT | NA | NA | 70 | 67 | 132 | NA | EACH | EACH | 1 | 15 | 8 | 2.5 | 300 | 0.05 | NA | NA | NA | NA | NA | NA | NA | NA | NA | NA | NA | NA | NA | GB | 9021109000 | 30
36 | Articulating ADM Bar Clips | C-Pro Direct Ltd | YES | C-Pro Direct Ireland | HPRA | C-Pro Direct Ltd | MHRA | MDR | Class 1 | GS1 | 506059152ADMNA35 | GMDN | 36206 | Ankle/Foot Orthosis | LBCL0A1330 | Articulating Large Bar Clip Left 0 degree abduction 1330Nmm | 5056293019729 | TBD 00000873 | Large | Left |  | 0 |  |  |  |  | EACH | EACH | 1 | 17 | 10.5 | 3.5 | 625 | 0.1 | STRONG |  | BLACK | 1330 | NA | NA | NA | NA | NA | NA | NA | NA | NA | GB | 9021109000 | 50
36 | Articulating ADM Bar Clips | C-Pro Direct Ltd | YES | C-Pro Direct Ireland | HPRA | C-Pro Direct Ltd | MHRA | MDR | Class 1 | GS1 | 506059152ADMNA35 | GMDN | 36206 | Ankle/Foot Orthosis | LBCL30A1330 | Articulating Large Bar Clip Left 30 degree abduction 1330Nmm | 5056293019668 | TBD 00000874 | Large | Left |  | 30 |  |  |  |  | EACH | EACH | 1 | 17 | 10.5 | 3.5 | 625 | 0.1 | STRONG |  | BLACK | 1330 | NA | NA | NA | NA | NA | NA | NA | NA | NA | GB | 9021109000 | 50
36 | Articulating ADM Bar Clips | C-Pro Direct Ltd | YES | C-Pro Direct Ireland | HPRA | C-Pro Direct Ltd | MHRA | MDR | Class 1 | GS1 | 506059152ADMNA35 | GMDN | 36206 | Ankle/Foot Orthosis | LBCL45A1330 | Articulating Large Bar Clip Left 45 degree abduction 1330Nmm | 5056293019682 | TBD 00000875 | Large | Left |  | 45 |  |  |  |  | EACH | EACH | 1 | 17 | 10.5 | 3.5 | 625 | 0.1 | STRONG |  | BLACK | 1330 | NA | NA | NA | NA | NA | NA | NA | NA | NA | GB | 9021109000 | 50
36 | Articulating ADM Bar Clips | C-Pro Direct Ltd | YES | C-Pro Direct Ireland | HPRA | C-Pro Direct Ltd | MHRA | MDR | Class 1 | GS1 | 506059152ADMNA35 | GMDN | 36206 | Ankle/Foot Orthosis | LBCL60A1330 | Articulating Large Bar Clip Left 60 degree abduction 1330Nmm | 5056293019705 | TBD 00000876 | Large | Left |  | 60 |  |  |  |  | EACH | EACH | 1 | 17 | 10.5 | 3.5 | 625 | 0.1 | STRONG |  | BLACK | 1330 | NA | NA | NA | NA | NA | NA | NA | NA | NA | GB | 9021109000 | 50
36 | Articulating ADM Bar Clips | C-Pro Direct Ltd | YES | C-Pro Direct Ireland | HPRA | C-Pro Direct Ltd | MHRA | MDR | Class 1 | GS1 | 506059152ADMNA35 | GMDN | 36206 | Ankle/Foot Orthosis | LBCR0A1330 | Articulating Large Bar Clip Right 0 degree abduction 1330Nmm | 5056293019736 | TBD 00000877 | Large | Right |  |  | 0 |  |  |  | EACH | EACH | 1 | 17 | 10.5 | 3.5 | 625 | 0.1 | STRONG |  | BLACK | 1330 | NA | NA | NA | NA | NA | NA | NA | NA | NA | GB | 9021109000 | 50
36 | Articulating ADM Bar Clips | C-Pro Direct Ltd | YES | C-Pro Direct Ireland | HPRA | C-Pro Direct Ltd | MHRA | MDR | Class 1 | GS1 | 506059152ADMNA35 | GMDN | 36206 | Ankle/Foot Orthosis | LBCR30A1330 | Articulating Large Bar Clip Right 30 degree abduction 1330Nmm | 5056293019675 | TBD 00000878 | Large | Right |  |  | 30 |  |  |  | EACH | EACH | 1 | 17 | 10.5 | 3.5 | 625 | 0.1 | STRONG |  | BLACK | 1330 | NA | NA | NA | NA | NA | NA | NA | NA | NA | GB | 9021109000 | 50
36 | Articulating ADM Bar Clips | C-Pro Direct Ltd | YES | C-Pro Direct Ireland | HPRA | C-Pro Direct Ltd | MHRA | MDR | Class 1 | GS1 | 506059152ADMNA35 | GMDN | 36206 | Ankle/Foot Orthosis | LBCR45A1330 | Articulating Large Bar Clip Right 45 degree abduction 1330Nmm | 5056293019699 | TBD 00000879 | Large | Right |  |  | 45 |  |  |  | EACH | EACH | 1 | 17 | 10.5 | 3.5 | 625 | 0.1 | STRONG |  | BLACK | 1330 | NA | NA | NA | NA | NA | NA | NA | NA | NA | GB | 9021109000 | 50
36 | Articulating ADM Bar Clips | C-Pro Direct Ltd | YES | C-Pro Direct Ireland | HPRA | C-Pro Direct Ltd | MHRA | MDR | Class 1 | GS1 | 506059152ADMNA35 | GMDN | 36206 | Ankle/Foot Orthosis | LBCR60A1330 | Articulating Large Bar Clip Right 60 degree abduction 1330Nmm | 5056293019712 | TBD 00000880 | Large | Right |  |  | 60 |  |  |  | EACH | EACH | 1 | 17 | 10.5 | 3.5 | 625 | 0.1 | STRONG |  | BLACK | 1330 | NA | NA | NA | NA | NA | NA | NA | NA | NA | GB | 9021109000 | 50
36 | Articulating ADM Bar Clips | C-Pro Direct Ltd | YES | C-Pro Direct Ireland | HPRA | C-Pro Direct Ltd | MHRA | MDR | Class 1 | GS1 | 506059152ADMNA35 | GMDN | 36206 | Ankle/Foot Orthosis | SBCL0A750 | Articulating Small Bar Clip Left 0 degree abduction 750Nmm | 5056293019804 | TBD 00000881 | Small | Left |  | 0 |  |  |  |  | EACH | EACH | 1 | 17 | 10.5 | 3.5 | 625 | 0.1 | STRONG |  | BLACK | 750 | NA | NA | NA | NA | NA | NA | NA | NA | NA | GB | 9021109000 | 50
36 | Articulating ADM Bar Clips | C-Pro Direct Ltd | YES | C-Pro Direct Ireland | HPRA | C-Pro Direct Ltd | MHRA | MDR | Class 1 | GS1 | 506059152ADMNA35 | GMDN | 36206 | Ankle/Foot Orthosis | SBCL30A750 | Articulating Small Bar Clip Left 30 degree abduction 750Nmm | 5056293019743 | TBD 00000882 | Small | Left |  | 30 |  |  |  |  | EACH | EACH | 1 | 14.5 | 8 | 2.5 | 290 | 0.05 | STRONG |  | BLACK | 750 | NA | NA | NA | NA | NA | NA | NA | NA | NA | GB | 9021109000 | 50
36 | Articulating ADM Bar Clips | C-Pro Direct Ltd | YES | C-Pro Direct Ireland | HPRA | C-Pro Direct Ltd | MHRA | MDR | Class 1 | GS1 | 506059152ADMNA35 | GMDN | 36206 | Ankle/Foot Orthosis | SBCL45A750 | Articulating Small Bar Clip Left 45 degree abduction 750Nmm | 5056293019767 | TBD 00000883 | Small | Left |  | 45 |  |  |  |  | EACH | EACH | 1 | 14.5 | 8 | 2.5 | 290 | 0.05 | STRONG |  | BLACK | 750 | NA | NA | NA | NA | NA | NA | NA | NA | NA | GB | 9021109000 | 50
36 | Articulating ADM Bar Clips | C-Pro Direct Ltd | YES | C-Pro Direct Ireland | HPRA | C-Pro Direct Ltd | MHRA | MDR | Class 1 | GS1 | 506059152ADMNA35 | GMDN | 36206 | Ankle/Foot Orthosis | SBCL60A750 | Articulating Small Bar Clip Left 60 degree abduction 750Nmm | 5056293019781 | TBD 00000884 | Small | Left |  | 60 |  |  |  |  | EACH | EACH | 1 | 14.5 | 8 | 2.5 | 290 | 0.05 | STRONG |  | BLACK | 750 | NA | NA | NA | NA | NA | NA | NA | NA | NA | GB | 9021109000 | 50
36 | Articulating ADM Bar Clips | C-Pro Direct Ltd | YES | C-Pro Direct Ireland | HPRA | C-Pro Direct Ltd | MHRA | MDR | Class 1 | GS1 | 506059152ADMNA35 | GMDN | 36206 | Ankle/Foot Orthosis | SBCR0A750 | Articulating Small Bar Clip Right 0 degree abduction 750Nmm | 5056293019811 | TBD 00000885 | Small | Right |  |  | 0 |  |  |  | EACH | EACH | 1 | 14.5 | 8 | 2.5 | 290 | 0.05 | STRONG |  | BLACK | 750 | NA | NA | NA | NA | NA | NA | NA | NA | NA | GB | 9021109000 | 50
36 | Articulating ADM Bar Clips | C-Pro Direct Ltd | YES | C-Pro Direct Ireland | HPRA | C-Pro Direct Ltd | MHRA | MDR | Class 1 | GS1 | 506059152ADMNA35 | GMDN | 36206 | Ankle/Foot Orthosis | SBCR30A750 | Articulating Small Bar Clip Right 30 degree abduction 750Nmm | 5056293019750 | TBD 00000886 | Small | Right |  |  | 30 |  |  |  | EACH | EACH | 1 | 14.5 | 8 | 2.5 | 290 | 0.05 | STRONG |  | BLACK | 750 | NA | NA | NA | NA | NA | NA | NA | NA | NA | GB | 9021109000 | 50
36 | Articulating ADM Bar Clips | C-Pro Direct Ltd | YES | C-Pro Direct Ireland | HPRA | C-Pro Direct Ltd | MHRA | MDR | Class 1 | GS1 | 506059152ADMNA35 | GMDN | 36206 | Ankle/Foot Orthosis | SBCR45A750 | Articulating Small Bar Clip Right 45 degree abduction 750Nmm | 5056293019774 | TBD 00000887 | Small | Right |  |  | 45 |  |  |  | EACH | EACH | 1 | 14.5 | 8 | 2.5 | 290 | 0.05 | STRONG |  | BLACK | 750 | NA | NA | NA | NA | NA | NA | NA | NA | NA | GB | 9021109000 | 50
36 | Articulating ADM Bar Clips | C-Pro Direct Ltd | YES | C-Pro Direct Ireland | HPRA | C-Pro Direct Ltd | MHRA | MDR | Class 1 | GS1 | 506059152ADMNA35 | GMDN | 36206 | Ankle/Foot Orthosis | SBCR60A750 | Articulating Small Bar Clip Right 60 degree abduction 750Nmm | 5056293019798 | TBD 00000888 | Small | Right |  |  | 60 |  |  |  | EACH | EACH | 1 | 14.5 | 8 | 2.5 | 290 | 0.05 | STRONG |  | BLACK | 750 | NA | NA | NA | NA | NA | NA | NA | NA | NA | GB | 9021109000 | 50